## Demand
수요도시형 |  |  |  | 에너지 소비 | TWh |  |  | 자체 에너지 생산 가능량 |  | (에너지형태 전환 X)
|  |  |  | coal | 5.5517e-05 |  |  | 전력 | 486444.0225 |  | PV,WT,Waste
면적 |  | 8 | km2 | oil | 0.069773 |  |  | 열 | 47200.9337 |  | Waste
토지활용 | 주거지역 | 50% | % | LNG | 0.12474 |  |  | 수소 | 2313.1356 |  | SMR
| 상업지역 | 10% | % | electricity | 1.1147 | 43.64% |  | 계 | 535958.0918
| 교통시설 | 1% | % | heat | 0.10411 | 45.34%
| 환경시설 | 1% | % | hydrogen | 0.40959 | 0.5647%
| 기타 | 38% | % | bioenergy | 0.0016014
|  |  |  | total | 1.8246 | 32.91% | 0%
인구 |  | 148432.8521 | 명 |  |  | 최대 | 최소
폐기물 | 쓰레기 | 57202 | 톤/년
| 하수 | 761794.9787 | m3/년 | [13 empty] | 현재 에너지자립 제한, 연료전지 용량제한 등이 적용이 안되고 있음
산업중심형 | [12 empty] | 하남 교산
[13 empty] | 계획인구 | 77000 | 명 |  | 계획인구와 비슷
면적 |  | 0 | km2
산업단지 업종 | 철강 | 0% | % | [9 empty] | 대지면적 | 6862463 | m2 |  | https://www.xn--3-3u6ey6lv7rsa.kr/kor/CMS/Contents/Contents.do?mCode=MN053
| 정유 | 0% | %
| 석유화학 | 0% | % | [13 empty] | 토지이용계획
| 시멘트 | 0% | % | [14 empty] | 주거 | 23.3
| 일반 | 100% | % | [14 empty] | 상업 | 17.7 |  | 상업시설, 복합시설,, 도시지원시설
[18 empty] | 환경인프라 | 0.9 |  | 하수종말처리장, 폐기물처리시설
폐기물 | 쓰레기 | 0 | 톤/년 | [8 empty] | 기본값 | $E$18/산업중심형!$Q$38*산업중심형!$P$85 |  |  |  |  | 수송 | 0.9 |  | 주유소, 주차장
| 폐열 | 0 | Gcal/년 | [14 empty] | 기타 | 57.2
| 하수 | 0 | m3/년
에너지 수요 전망
농어촌지역형 | [15 empty] | 계 | 46.9 | 36 | 0.76759 |  | -0.8778% | 교산 40% 불가능
[16 empty] | 석탄 | 0.4 | 0 |  |  |  | 30% 가능
면적 |  | 0 | km2 | [12 empty] | 석유 | 6.8 | 0 |  |  |  | 35%가능
지역구분 | 육지(농촌) | 0% | % | [12 empty] | 도시가스 | 14.7 | 2.9 |  |  | 도시가스는 수소 사용 가정 | 37.5% 불가능
| 해상(어촌) | 0% | % | [12 empty] | 전력 | 20.6 | 23.8
[16 empty] | 열 | 2.7 | 2.7
경작지 | 논 | 0 | km2 | [12 empty] | 신재생 | 1.7 | 6.6
산림 |  | 0 | km2
가축사육두수 | 소 | 0 | 마리
| 돼지 | 0 | 마리 | [12 empty] | 전력화비중 | 43.92% | 66.11% |  | 1.5052
| 닭 | 0 | 마리 | [12 empty] | 열 비중 | 5.757% | 25.83% |  | 4.4873
[16 empty] | 수소 |  | 8.056%
양식장 |  | 0 | km2
어선대수 |  | 0 | 대
어선용량 |  | 0 | 톤
항만인프라형
면적 | 항만 | 0 | km2
| 해역 | 0 | km2
화물처리 용량 |  | 0 | 톤/년 |  | 항만인프라형!$O$54*Demand!$E$47/항만인프라형!$T$18
수소수입형태 | 액화수소 | 50% | %
| 암모니아 | 50% | %
해상풍력 지표
| 수소생산비중 | 50% | %

## Supply
생산설비 | [8 empty] | 각 설비 설치를 위해 필요한 토지 면적을 범위로 표시
또는 잠재량을 반영한 최대 범위를 상한으로 설정하고 그 이상 입력하지 못하도록 제한
풍력 | 육상 | 0 | MW | [5 empty] | 또는 위의 경우에 경고문구만 알리고 분석은 이뤄지도록?
| 해상 | 0 | MW
태양광 |  | 0 | MW
열병합발전 |  | 0 | MW
연료전지 |  | 200 | MW
수소터빈 |  | 0 | MW
폐기물 |  | 0 | MW
지역난방보일러 |  | 0 | MW
전기보일러 |  | 0 | MW
유연성설비
히트펌프 |  | 0 | MW
수전해 |  | 0 | MW
SMR |  | 0 | MW
배터리 인터페이스 |  | 0 | MW
수소 인터페이스 |  | 0 | MW
저장설비
배터리 |  | 0 | MWh
열저장소 |  | 0 | MWh
수소저장소 |  |  | MWh
국가전력망
송전용량 |  | 0 | MW
송전손실 |  | 5% | %
재생에너지비중 |  |  | % | 국가 전력망에서의 출력제약 패턴 변화, 전력 생산 변동성에 따른 전력망 LCOE 변화, 출력제약 발생 시점에서 전력비용은 0이며, 전력 생산량이 낮을 때 비용이 높아짐
태양광 |  |  | % | 변동성 재생에너지 중 태양광 발전량 비중(범위 0~ 100)
풍력 |  |  | % | 변동성 재생에너지 중 풍력 발전량 비중(범위 0~50)
전력배출계수 |  | 0 | tonCO2/MWh | 2050년 탄소중립 달성 전제 | 2018 | 0.4567
비용 |  | 100 | 원/kWh
수소수입비용 | [9 empty] | 수소수입가격
[8 empty] | 2020 |  | 2020 | 2030 | 2040 | 2050
수입비용 |  | 240.2402 | 원/kWh |  |  |  | 원/톤 | 8000 |  |  | 12000 | 10000 | 8000
수소 에너지 비중 |  | 1% | % |  |  |  | kWh/원 | 240.2402
사용단계에서 변환 손실 |  | 5% | %
[9 empty] | 3650000 |  | 3000000 | 8400000
[9 empty] | 43800000 |  | 36000000
44400000
3700000

## variables (hidden)
0.01 seconds to construct Set t; 1 index total
0 seconds to construct Set i_trait; 1 index total | 1 | 1
0 seconds to construct Set dis; 1 index total | 1 | 2
0 seconds to construct Set tech; 1 index total | 1 | 3
0 seconds to construct Set f_tech; 1 index total | 1 | 4
0 seconds to construct Set power; 1 index total | 1 | 5
0 seconds to construct Set power_stay; 1 index total | 1 | 6
0 seconds to construct Set power_ex; 1 index total | 1 | 7
0 seconds to construct Set F2P; 1 index total | 1 | 8
0 seconds to construct Set G2P; 1 index total | 1 | 9
0 seconds to construct Set P2P; 1 index total | 1 | 10
0 seconds to construct Set F2H; 1 index total | 1 | 11
0 seconds to construct Set G2H; 1 index total | 1 | 12
0 seconds to construct Set W2P; 1 index total | 1 | 13
0 seconds to construct Set W2H; 1 index total | 1 | 14
0 seconds to construct Set flexible; 1 index total | 1 | 15
0 seconds to construct Set flexible_ex; 1 index total | 1 | 16
0 seconds to construct Set flexible_stay; 1 index total | 1 | 17
0 seconds to construct Set P2H; 1 index total | 1 | 18
0 seconds to construct Set P2G; 1 index total | 1 | 19
0 seconds to construct Set RH2; 1 index total | 1 | 20
0 seconds to construct Set G2G; 1 index total | 1 | 21
0 seconds to construct Set thermal; 1 index total | 1 | 22
0 seconds to construct Set mobile; 1 index total | 1 | 23
0 seconds to construct Set expand; 1 index total | 1 | 24
0 seconds to construct Set gas_all; 1 index total | 1 | 25
0 seconds to construct Set trait; 1 index total | 1 | 26
0 seconds to construct Set m; 1 index total | 1 | 27
0 seconds to construct Set d; 1 index total | 1 | 28
0 seconds to construct Set w; 1 index total | 1 | 29
0 seconds to construct Set s; 1 index total | 1 | 30
0 seconds to construct Set Upperlimit; 1 index total | 1 | 31
0 seconds to construct Set fuel; 1 index total | 1 | 32
0 seconds to construct Set coeff; 1 index total | 1 | 33
0 seconds to construct Set c; 1 index total | 1 | 34
0.01 seconds to construct Param day; 8760 indices total | 8760 | 8794
0.02 seconds to construct Param week; 8760 indices total | 8760 | 17554
0.01 seconds to construct Param six; 8760 indices total | 8760 | 26314
0 seconds to construct Set Distributions_index; 1 index total | 1 | 26315
0 seconds to construct Set Distributions_index; 1 index total | 1 | 26316
0.15 seconds to construct Param Distributions; 43800 indices total | 43800 | 70116
0 seconds to construct Set cost_index; 1 index total | 1 | 70117
0 seconds to construct Set cost_index; 1 index total | 1 | 70118
0 seconds to construct Param cost; 84 indices total | 84 | 70202
0 seconds to construct Set specs_index; 1 index total | 1 | 70203
0 seconds to construct Set specs_index; 1 index total | 1 | 70204
0 seconds to construct Param specs; 105 indices total | 105 | 70309
0 seconds to construct Set fossil_index; 1 index total | 1 | 70310
0 seconds to construct Set fossil_index; 1 index total | 1 | 70311
0 seconds to construct Param fossil; 12 indices total | 12 | 70323
0 seconds to construct Param Potential; 11 indices total | 11 | 70334
0 seconds to construct Param em_cap; 1 index total | 1 | 70335
0 seconds to construct Param Solidwaste_cap; 1 index total | 1 | 70336
0 seconds to construct Param Biogas_cap; 1 index total | 1 | 70337
0 seconds to construct Param N_grid_cap; 1 index total | 1 | 70338
0 seconds to construct Param H_grid_cap; 1 index total | 1 | 70339
0 seconds to construct Param Off_gas; 1 index total | 1 | 70340
0 seconds to construct Param hydrogen_import_share; 1 index total | 1 | 70341
0 seconds to construct Param electricity_import_share; 1 index total | 1 | 70342
0 seconds to construct Param sum_demand; 1 index total | 1 | 70343
0 seconds to construct Param sum_H_demand; 1 index total | 1 | 70344
0 seconds to construct Param sum_T_demand; 1 index total | 1 | 70345
0 seconds to construct Param max_wind; 1 index total | 1 | 70346
0 seconds to construct Param max_solar; 1 index total | 1 | 70347
0.02 seconds to construct Param h_demand; 8760 indices total | 8760 | 79107
0.02 seconds to construct Param h_H_demand; 8760 indices total | 8760 | 87867
0.02 seconds to construct Param h_wind; 8760 indices total | 8760 | 96627
0.02 seconds to construct Param h_solar; 8760 indices total | 8760 | 105387
0.02 seconds to construct Param hourlytr; 8760 indices total | 8760 | 114147
0 seconds to construct Param correction_wind; 1 index total | 1 | 114148
0.03 seconds to construct Param offshore; 8760 indices total | 8760 | 122908
0 seconds to construct Param N_Evs; 1 index total | 1 | 122909
0 seconds to construct Param av_distance; 1 index total | 1 | 122910
0 seconds to construct Param bat_cap; 1 index total | 1 | 122911
0 seconds to construct Param c_rate; 1 index total | 1 | 122912
0 seconds to construct Param M_share; 1 index total | 1 | 122913
0 seconds to construct Param C_share; 1 index total | 1 | 122914
0 seconds to construct Param eff_EV; 1 index total | 1 | 122915
0 seconds to construct Param EL; 1 index total | 1 | 122916
0 seconds to construct Param H; 1 index total | 1 | 122917
0 seconds to construct Param discount; 1 index total | 1 | 122918
0 seconds to construct Param gas_D; 1 index total | 1 | 122919
0 seconds to construct Param A_EV; 1 index total | 1 | 122920
0 seconds to construct Param ch_cap; 1 index total | 1 | 122921
0.02 seconds to construct Param hourly_demand; 8760 indices total | 8760 | 131681
0.02 seconds to construct Param hourly_heat; 8760 indices total | 8760 | 140441
0 seconds to construct Param annuity; 21 indices total | 21 | 140462
0.02 seconds to construct Param el_g2v; 8760 indices total | 8760 | 149222
0 seconds to construct Param max_tr_distribution; 1 index total | 1 | 149223
0.05 seconds to construct Param hourly_capacity_EV; 8760 indices total | 8760 | 157983
0.02 seconds to construct Param industry_gas; 8760 indices total | 8760 | 166743
0.03 seconds to construct Param hourly_Off_gas; 8760 indices total | 8760 | 175503
0 seconds to construct Param gas_S; 1 index total | 1 | 175504
0 seconds to construct Param el_h_new; 1 index total | 1 | 175505
0 seconds to construct Param el_h_old; 1 index total | 1 | 175506
0 seconds to construct Param smart_share; 1 index total | 1 | 175507
0.04 seconds to construct Param E_heat_fixed; 8760 indices total | 8760 | 184267
0.04 seconds to construct Param E_heat_smart; 8760 indices total | 8760 | 193027
0 seconds to construct Set elp_index; 1 index total | 1 | 193028
0 seconds to construct Set elp_index; 1 index total | 1 | 193029
0.36 seconds to construct Var elp; 183960 indices total | 183960 | 376989
0 seconds to construct Set heatP_index; 1 index total | 1 | 376990
0 seconds to construct Set heatP_index; 1 index total | 1 | 376991
0.36 seconds to construct Var heatP; 183960 indices total | 183960 | 560951
0 seconds to construct Set eld_index; 1 index total | 1 | 560952
0 seconds to construct Set eld_index; 1 index total | 1 | 560953
0.36 seconds to construct Var eld; 183960 indices total | 183960 | 744913
0.01 seconds to construct Var SOC_th; 8760 indices total | 8760 | 753673
0.01 seconds to construct Var SOC_ind_th; 8760 indices total | 8760 | 762433
0.02 seconds to construct Var SOC_gas; 8760 indices total | 8760 | 771193
0.01 seconds to construct Var SOC_EV; 8760 indices total | 8760 | 779953
0.01 seconds to construct Var ch_th; 8760 indices total | 8760 | 788713
0.01 seconds to construct Var ch_EV; 8760 indices total | 8760 | 797473
0.01 seconds to construct Var ch_gas; 8760 indices total | 8760 | 806233
0.01 seconds to construct Var dis_th; 8760 indices total | 8760 | 814993
0.02 seconds to construct Var dis_gas; 8760 indices total | 8760 | 823753
0.01 seconds to construct Var curtail; 8760 indices total | 8760 | 832513
0 seconds to construct Set elp1_index; 1 index total | 1 | 832514
0 seconds to construct Set elp1_index; 1 index total | 1 | 832515
0.36 seconds to construct Var elp1; 183960 indices total | 183960 | 1016475
0 seconds to construct Set heatP1_index; 1 index total | 1 | 1016476
0 seconds to construct Set heatP1_index; 1 index total | 1 | 1016477
0.42 seconds to construct Var heatP1; 183960 indices total | 183960 | 1200437
0 seconds to construct Set gas1_index; 1 index total | 1 | 1200438
0 seconds to construct Set gas1_index; 1 index total | 1 | 1200439
0.09 seconds to construct Var gas1; 43800 indices total | 43800 | 1244239
0 seconds to construct Set fu_index; 1 index total | 1 | 1244240
0 seconds to construct Set fu_index; 1 index total | 1 | 1244241
0.37 seconds to construct Var fu; 183960 indices total | 183960 | 1428201
0.02 seconds to construct Var SOC; 8760 indices total | 8760 | 1436961
0 seconds to construct Set LNG_index; 1 index total | 1 | 1436962
0 seconds to construct Set LNG_index; 1 index total | 1 | 1436963
0.38 seconds to construct Var LNG; 183960 indices total | 183960 | 1620923
0 seconds to construct Set Solidwaste_index; 1 index total | 1 | 1620924
0 seconds to construct Set Solidwaste_index; 1 index total | 1 | 1620925
0.38 seconds to construct Var Solidwaste; 183960 indices total | 183960 | 1804885
0 seconds to construct Set Biogas_index; 1 index total | 1 | 1804886
0 seconds to construct Set Biogas_index; 1 index total | 1 | 1804887
0.38 seconds to construct Var Biogas; 183960 indices total | 183960 | 1988847
0 seconds to construct Set gas_index; 1 index total | 1 | 1988848
0 seconds to construct Set gas_index; 1 index total | 1 | 1988849
0.08 seconds to construct Var gas; 43800 indices total | 43800 | 2032649
0 seconds to construct Set gasP_index; 1 index total | 1 | 2032650
0 seconds to construct Set gasP_index; 1 index total | 1 | 2032651
0.35 seconds to construct Var gasP; 183960 indices total | 183960 | 2216611
0.01 seconds to construct Var SOC_battery; 8760 indices total | 8760 | 2225371
0 seconds to construct Var New; 21 indices total | 21 | 2225392
0 seconds to construct Var em; 1 index total | 1 | 2225393
0.01 seconds to construct Var E_H_ind; 8760 indices total | 8760 | 2234153
0.01 seconds to construct Var dis_ind_h; 8760 indices total | 8760 | 2242913
0.01 seconds to construct Var charge_ind_h; 8760 indices total | 8760 | 2251673
0.01 seconds to construct Var bi_H_grid_ch; 8760 indices total | 8760 | 2260433
0.01 seconds to construct Var bi_H_grid_dch; 8760 indices total | 8760 | 2269193
0.01 seconds to construct Var bi_battery_ch; 8760 indices total | 8760 | 2277953
0.02 seconds to construct Var bi_battery_dis; 8760 indices total | 8760 | 2286713
0.71 seconds to construct Constraint balance_p; 8760 indices total | 8760 | 2295473
0.21 seconds to construct Constraint balance_th; 8760 indices total | 8760 | 2304233
0.26 seconds to construct Constraint balance_gas; 8760 indices total | 8760 | 2312993
0 seconds to construct Set gas_el_conversion_index; 1 index total | 1 | 2312994
0 seconds to construct Set gas_el_conversion_index; 1 index total | 1 | 2312995
0.12 seconds to construct Constraint gas_el_conversion; 8760 indices total | 8760 | 2321755
0 seconds to construct Set gas_fuel_conversion_index; 1 index total | 1 | 2321756
0 seconds to construct Set gas_fuel_conversion_index; 1 index total | 1 | 2321757
0.13 seconds to construct Constraint gas_fuel_conversion; 8760 indices total | 8760 | 2330517
0 seconds to construct Set EL_conversion_index; 1 index total | 1 | 2330518
0 seconds to construct Set EL_conversion_index; 1 index total | 1 | 2330519
0.30 seconds to construct Constraint EL_conversion; 17520 indices total | 17520 | 2348039
0 seconds to construct Set EL_gas_conversion_index; 1 index total | 1 | 2348040
0 seconds to construct Set EL_gas_conversion_index; 1 index total | 1 | 2348041
0.12 seconds to construct Constraint EL_gas_conversion; 8760 indices total | 8760 | 2356801
0 seconds to construct Set Heat_fuel_conversion_index; 1 index total | 1 | 2356802
0 seconds to construct Set Heat_fuel_conversion_index; 1 index total | 1 | 2356803
0.30 seconds to construct Constraint Heat_fuel_conversion; 17520 indices total | 17520 | 2374323
0 seconds to construct Set Heat_gas_conversion_index; 1 index total | 1 | 2374324
0 seconds to construct Set Heat_gas_conversion_index; 1 index total | 1 | 2374325
0.12 seconds to construct Constraint Heat_gas_conversion; 8760 indices total | 8760 | 2383085
0 seconds to construct Set Heat_el_conversion_index; 1 index total | 1 | 2383086
0 seconds to construct Set Heat_el_conversion_index; 1 index total | 1 | 2383087
0.25 seconds to construct Constraint Heat_el_conversion; 17520 indices total | 17520 | 2400607
0 seconds to construct Set EL_waste_conversion_index; 1 index total | 1 | 2400608
0 seconds to construct Set EL_waste_conversion_index; 1 index total | 1 | 2400609
0.12 seconds to construct Constraint EL_waste_conversion; 8760 indices total | 8760 | 2409369
0 seconds to construct Set Heat_waste_conversion_index; 1 index total | 1 | 2409370
0 seconds to construct Set Heat_waste_conversion_index; 1 index total | 1 | 2409371
0.13 seconds to construct Constraint Heat_waste_conversion; 8760 indices total | 8760 | 2418131
0.09 seconds to construct Constraint EV_battery_SOC; 8760 indices total | 8760 | 2426891
0.07 seconds to construct Constraint EV_SOC_cap; 8760 indices total | 8760 | 2435651
0.03 seconds to construct Constraint EV_charging_cap; 8760 indices total | 8760 | 2444411
0 seconds to construct Constraint EV_SOC_ini; 8760 indices total | 8760 | 2453171
1.37 seconds to construct Constraint EV_daily; 365 indices total | 365 | 2453536
0.23 seconds to construct Constraint EV_weekly; 52 indices total | 52 | 2453588
0 seconds to construct Constraint EV_SOC_end; 8760 indices total | 8760 | 2462348
0 seconds to construct Set capacity_elp_index; 1 index total | 1 | 2462349
0 seconds to construct Set capacity_elp_index; 1 index total | 1 | 2462350
0.04 seconds to construct Constraint capacity_elp; 8760 indices total | 8760 | 2471110
0 seconds to construct Set capacity_elp1_index; 1 index total | 1 | 2471111
0 seconds to construct Set capacity_elp1_index; 1 index total | 1 | 2471112
0.34 seconds to construct Constraint capacity_elp1; 52560 indices total | 52560 | 2523672
0 seconds to construct Set capacity_eld_index; 1 index total | 1 | 2523673
0 seconds to construct Set capacity_eld_index; 1 index total | 1 | 2523674
0.07 seconds to construct Constraint capacity_eld; 17520 indices total | 17520 | 2541194
0 seconds to construct Set capacity_eld1_index; 1 index total | 1 | 2541195
0 seconds to construct Set capacity_eld1_index; 1 index total | 1 | 2541196
0.39 seconds to construct Constraint capacity_eld1; 61320 indices total | 61320 | 2602516
0 seconds to construct Set capacity_heatP_index; 1 index total | 1 | 2602517
0 seconds to construct Set capacity_heatP_index; 1 index total | 1 | 2602518
0.11 seconds to construct Constraint capacity_heatP; 17520 indices total | 17520 | 2620038
0.05 seconds to construct Constraint storage_gas_constraint; 8760 indices total | 8760 | 2628798
0.03 seconds to construct Constraint storage_pumped_constraint; 8760 indices total | 8760 | 2637558
0.05 seconds to construct Constraint storage_thermal_constraint; 8760 indices total | 8760 | 2646318
0 seconds to construct Constraint hydro_soc_boundary; 8760 indices total | 8760 | 2655078
0.19 seconds to construct Constraint hydro_soc; 8760 indices total | 8760 | 2663838
0.04 seconds to construct Constraint hydro_charge; 8760 indices total | 8760 | 2672598
0.04 seconds to construct Constraint hydro_discharge; 8760 indices total | 8760 | 2681358
0.03 seconds to construct Constraint oper_cons_pp_f2p; 2 indices total | 2 | 2681360
0 seconds to construct Constraint new_added_constraints; 11 indices total | 11 | 2681371
0 seconds to construct Constraint battery_SOC_boundary; 8760 indices total | 8760 | 2690131
0.21 seconds to construct Constraint battery_SOC; 8760 indices total | 8760 | 2698891
0.07 seconds to construct Constraint battery_charge; 8760 indices total | 8760 | 2707651
0.07 seconds to construct Constraint battery_discharge; 8760 indices total | 8760 | 2716411
0.06 seconds to construct Constraint battery_storage_cap; 8760 indices total | 8760 | 2725171
0.09 seconds to construct Constraint battery_power_energy; 8760 indices total | 8760 | 2733931
0.10 seconds to construct Constraint heat_SOC; 8760 indices total | 8760 | 2742691
0 seconds to construct Constraint heat_SOC_boundary; 8760 indices total | 8760 | 2751451
0.09 seconds to construct Constraint gas_SOC; 8760 indices total | 8760 | 2760211
0 seconds to construct Constraint gas_SOC_boundary; 8760 indices total | 8760 | 2768971
0.06 seconds to construct Constraint gas_charge_constraint; 8760 indices total | 8760 | 2777731
0.06 seconds to construct Constraint gas_discharge_constraint; 8760 indices total | 8760 | 2786491
0.31 seconds to construct Constraint em_amount; 1 index total | 1 | 2786492
0 seconds to construct Constraint em_limit; 1 index total | 1 | 2786493
0.33 seconds to construct Constraint curtail_limit; 8760 indices total | 8760 | 2795253
0.04 seconds to construct Constraint SMR_conversion; 8760 indices total | 8760 | 2804013
0.05 seconds to construct Constraint WtX_conversion_rule; 8760 indices total | 8760 | 2812773
0.04 seconds to construct Constraint N_grid_rule; 8760 indices total | 8760 | 2821533
0.04 seconds to construct Constraint N_grid_rule1; 8760 indices total | 8760 | 2830293 | 736.25 seconds to construct Constraint H_grid_rule2; 8760 indices total
0.05 seconds to construct Constraint binary_charge_rule; 8760 indices total | 8760 | 2839053
0.05 seconds to construct Constraint binary_discharge_rule; 8760 indices total | 8760 | 2847813
0.04 seconds to construct Constraint binary_decision_rule; 8760 indices total | 8760 | 2856573
1.06 seconds to construct Objective total; 1 index total | 1 | 2856574

## Rules (hidden)
에너지 밸런스가 맞지 않을 경우 |  |  |  |  | 추가 설비 관련하여 규칙 설정
수요 > 공급 | 수요 < 공급
2020
탄소배출권가격 | 7% | %/y | 40000 | 원/톤

## Scenario
2050
주요지표 |  |  |  | 기준년도 | 분석년도 |  |  | 공통 | 팜플릿 제작 관련 |  |  | 2040
- 각 수치를 직접, 구체적으로 입력하는 것이 너무 어려울 것 같다?
분석년도 |  | 2040 | 년 | 2020 | 2040 |  |  |  | - (최대-최소)를 10단계로 공통된 옵션 선택방식 통일하면 이용이 용이하지 않을까? |  |  | 2040 |  |  | 분석년도에 따라 적용할 수 있는 기술 상이함 | 직접배출만? 간접배출까지? 선택할 수 있도록 구성
감축목표 |  | 80% | % | 509072.6885 | 101814.5377 | tonCO2 |  |  | - 각 지표에 대한 설명이 들어갈 것이므로… |  |  |  | 감축목표를 최적화에서 계산되는 부분으로 한정해서 적용해야 할듯 그렇지 않을 경우, 엑셀에서 남아있는 화석연료때문에 아무리 최적화에서 노력을 해도 0로 달성할 수 없음
감축목표 정의를 어떻게 해야 할까?
에너지수요변화 |  | 1% | %/y |  | 22.02% | TWh |  |  | - 유형별 에너지 자립률 범위 다르게 |  |  | 122% | 직접배출로 한정하면 도시는 건물 수송으로 제한적이고, 이는 엑셀에서 다 결정되는 요소로 계산이 불가능할 것 |  | 기준년도 대비 |  |  | 엑셀에서는 최종에너지 중 전력을 제외한 나머지 에너지원의 감축목표
수송수요변화 |  | 0% | %/y |  | 0% | 톤.km | [5 empty] | 100% | 왜나면 엑셀에서 옵션 선택에 따라 화석연료의 사용량이 남아있고, 이는 최적화계산에서 줄일 수 있는 것이 아니므로 |  | 기준년도 대비 |  |  | 최적화 모델에서는 전력에 대한 감축목표를(+수소의 간접 배출도 포함?)
최적화모델에서는 전력을 생산하기 위한 시스템이므로…(수소도 포함하여 생각해야 할까?)
간접배출을 모두 소비자 책임으로 돌릴 것인가? 책임 비중을 설정
에너지자립률 |  | 10% | % |  |  | % | [6 empty] | 생산자 | 소비자
[13 empty] | 50% | 50%
기술지표
기술 집약도 향상 |  | 0% | %/y | 0 | 0% | % |  | 에너지 공급설비 보급잠재량 결정
유휴부지 이용률 |  | 100% | % | 10 |  | % |  | - 기술적잠재량, 시장잠재량과 비교하여 설명 |  |  |  | 0 |  |  | 공간 점유율(동일 출력의 설비 규모를 축소)
10
연료전지기술 | [7 empty] | 기본형(열,전기), 트라이젠(바이오가스 사용)
수요도시형
인구변화 | 주거 | 1% | %/y | 25979.3303 | 31698.7201 | 명/km2
| 상업 | 1% | %/y | 23391.5547 | 28541.1421 | 명/km2 | [5 empty] | 31699.7201
28542.1421
주거지역 | 전력화비중 | 70% | % | 29.83% | 70% | % | [6 empty] | 화석연료를 제외한 나머지 전력, 열, 수소의 전체 에너지 중 사용비중
| 지역난방비중 | 25.8% | % | 7.216% | 25.8% | % | [5 empty] | 70% | 따라서 해당 비중의 합이 100 이하여야 함(100일때 화석연료 사용량 0)
| 수소비중 | 10% | % | 0.7835% | 10% | % | [5 empty] | 25.8%
상업지역 | 전력화확대 | 70% | % | 60.88% | 70% | % | [5 empty] | 10%
| 수소비중 | 10% | % | 0% | 10% | % | [5 empty] | 70% |  |  |  |  | 2. 수요도시형 확장형
환경시설 | 설비증가율 | 0% | % | 0% | 0% | % |  | 광역폐기물처리시설이 커버하는 해당 지역 외부에서의 폐기물 유입 처리 가능량? |  |  |  | 10% |  |  |  |  | 기본형 대비 설비 2배 증가
| 가동률 | 80% | % | 80% | 80% | % |  | 현재 가동률과 최대 가동률(정비 계획기간을 제외) |  |  |  | 0% |  |  | Inputdata 폐기물 처리 제약 연결 | 188803.7346 | 가동률 80->100% | -> 해당하는 수치 입력
[12 empty] | 80% |  |  | Inputdata 폐기물 처리 제약 연결 | 4429.0406
수송(교통) | (화물)수소물류비중 | 0% | % | 0% | 0% | % |  | 설정된 전체 면적에 대해서 적용하고, 유형별로 차별화 하지 않음? | [8 empty] | 자립 40% 불가
| (화물)전동화비중 | 0.2196% | % | 0.2196% | 0.2196% | % |  | 유형별로 차별화 한다면 이용패턴을 다르게 |  |  |  | 0% |  |  |  |  | 자립 35%, 연료전지 50MW
| (여객)수소차비중 | 0.01441% | % | 0.01441% | 0.01441% | %
| (여객)전기차비중 | 0.09582% | % | 0.09582% | 0.09582% | %
산업중심형
석탄원료 | 전기로비중(전력) | 0% | % | 33% | 0% | %
| DRI비중(수소) | 0% | % | 0% | 0% | % | [5 empty] | 20 | 기준년도 고로를 100% 기준으로 이를 다른 기술으로 대체한다고 했을 때
석유원료 | 화학적재활용 | 0% | % | 0% | 0% | % | [5 empty] | 0 | 고로 비중 감소율은 전기로비중+DRI비중
| 수소비중 | 0% | % | 0% | 0% | % | [6 empty] | 화학적 재활용시 필요한 에너지 소비(전력 및 열) 추가 적용 필요(1:1비율 적용)
연료용 에너지 | 효율향상 | 0% | %/y | 0% | 0% | %
| 전력화비중 | 0% | %/y | 0% | 0% | %
농어촌지역형
농촌 | 임산변화율 | 0% | %/y
| 농산변화율 | 0% | %/y
| 축산변화율 | 0% | %/y
어촌 | 양식장면적증가율 | 0% | %/y | 10 |  | %
| 선박탈탄소(전기) | 0% | %
| 선박탈탄소(수소) | 0% | % | 0 |  | % | [5 empty] | 10
잉여전력 수소생산 비중 |  | 0% | %
0
항만인프라형
[10 empty] | 10.1815 | 0
석유 수입 비중 |  | 0% | % | 34.09% | 0 | 톤/년 |  |  |  | 18.8804 | 0
수소 수입 대체율 |  | 0% | % | 0% | 0 | 톤/년 | 기존 석유수입 물량의 일부를 수소가 대체 |  |  | 0.4429 | 250.5051
수소 수입 형태 | 액화수소 | 0% | % | 0% | 0 | 톤/년 |  |  |  | 11.1468 | 80
| 암모니아 | 0% | % | 0% | 0 | 톤/년 |  |  |  | 0 | 80
저장용량 |  | 0 | 일분 |  | 0 | 일분 |  |  |  | 0 | 0 |  |  | 가정 | 1달분, 2달분…
[10 empty] | 0 | 400
해역면적 변화 |  | 0% | %/y | 200 | 0 | km2 |  |  |  | 0 | 400
단지밀집도 변화 |  | 0% | %/y | 7.6923 | 7.6923 | MW/km2 |  |  |  |  | 400 |  |  |  | [목록박스 ] 기술 DB연결
수소 고정생산 비중변화 |  | 0% | % | 50% | 50% | % |  |  |  |  | 400 | 0
200
0
0
0
0

## 유형화
| 수요형 |  |  |  |  | 공급형 | [5 empty] | 유형별 토지 면적 활용 현황
| 5 | 4 | 3 | 2 | 1 | 0 | 1 | 2 | 3 |  | 1 | 부문(시설) | 기본 | 주거중심형 | 상업중심형 | 교통연계형 | 환경연계형 | 발전연계형 | 선택 | 기본 | 주거중심형 | 상업중심형 | 교통연계형 | 환경연계형 | 발전연계형 | 선택 | 시나리오 주요 가정
[11 empty] | 2 | 주거 | 41.95% | 53.8% | 37.11% | 37.11% | 29.38% | 29.38% | 50% | 3.3557 | 4.304 | 2.9689 | 2.9689 | 2.35 | 2.35 | 4
| 기본형 | 시설특성화형 |  |  |  | 산업중심형 | 농어촌지역형 | 항만인프라형 | 해상풍력연계형 |  | 3 | 상업 | 4.227% | 4.2% | 39% | 4.2% | 5.875% | 4.2% | 10% | 0.33817 | 0.336 | 3.12 | 0.336 | 0.47 | 0.336 | 0.8 |  | 2020 | 2030 | 2040 | 2050
선택 | 주거중심형 | 상업중심형 | 교통연계형 | 환경연계형 | 발전연계형 | [5 empty] | 4 | 교통 | 14.6% | 16.03% | 16.03% | 9.2% | 0.5875% | 16.03% | 1% | 1.1677 | 1.2822 | 1.2822 | 0.736 | 0.047 | 1.2822 | 0.08 | 인구증감율(%)
[11 empty] | 5 | 환경 | 0.5515% | 0.9422% | 0.9422% | 0.9422% | 41.25% | 0.9422% | 1% | 0.044118 | 0.075376 | 0.075376 | 0.075376 | 3.3 | 0.075376 | 0.08 | 수송수요(%)
| 주거도시 | 상업도시 | 교통도시 |  |  | 산업도시 | 농업도시 | 교역도시 | 생산도시 |  | 6 | 발전 | 0.04209% | 0.04621% | 0.04621% | 0.04621% | 0.47% | 8.976% | 0.8% | 0.0033668 | 0.0036968 | 0.0036968 | 0.0036968 | 0.0376 | 0.71807 | 0.064 | 산업성장율(%)
| 기본형 | 상업특화 | 교통특화 | 환경인프라특화 | 에너지자립강화 | [6 empty] | 기타 | 38.64% | 24.98% | 6.874% | 48.5% | 22.44% | 40.48% | 37.2% | 3.0909 | 1.9988 | 0.54989 | 3.88 | 1.7954 | 3.2384 | 2.976 | 수소수입비중(%)
| 고층/저층 | 일반/대형건물 |  | 하수/쓰레기 |  | 일반/철강/ 정유및석유화학 | 농촌/어촌 |  |  |  |  | 계 | 100% | 100% | 100% | 100% | 100% | 100% | 100% | 8 | 8 | 8 | 8 | 8 | 8 | 8
| 시,군,구 등과 같이 밀도가 높은 지역(높은 토지 밀집도) |  |  |  |  | 읍,면 등 토지 밀집도가 낮은 지역
바이오가스 발생량
| 공통 | 분석연도 |  | 2040 |  |  | 연료전지기술 | 모델 |  | Energy Server | [17 empty] | 톤/년
|  | 감축목표 |  | 80% |  |  |  | 선택 | 보급 목표(MW) | 0.8
|  | 에너지자립 | 전력 | 10% |  |  |  |  | 발전 효율(%) | 50%
|  |  | 수소 | #REF! |  |  |  |  | 열 효율(%) | 40%
[9 empty] | 비용(백만원) | 1300
| 수요형 | 면적 |  | 8 | km2
|  | 유형 | 샘플 | 선택 | [17 empty] | 세부기술 | 제품군 | 개발단계 | 모델명 | 제조사 | 가격(won) | 규모(kW) | 효율(%)
|  |  | 주거지역 | 50% | [9 empty] | 수요형-주거 | 4 | [6 empty] | 분산발전용 | PAFC | 상용화 | PureCellⓇ Model 400 Hydrogen | 두산퓨어셀 |  | 440 | 85
|  |  | 상업지역 | 10% | [9 empty] | 수요형-상업 | 0.8 | [6 empty] | 분산발전용 |  | 실증운전 | Hyundai Hydrogen Power | 현대 자동차 |  | 500
|  |  | 교통시설 | 1% | [9 empty] | 수요형-교통 | 0.08 | [6 empty] | 분산발전용 | SOFC | 상용화 | Energy Server | Bloom energy |  | 200-300
|  |  | 환경시설 | 1% | [9 empty] | 수요형-환경 | 0.08 | [6 empty] | 분산발전용 |  | 상용화 | PS-5 | 범한산업 |  | 1-5
|  |  | 발전시설 | 0.8% | [9 empty] | 수요형-발전 | 0.064 | [6 empty] | 분산발전용 |  | 상용화 | PS-100 | 범한산업 |  | 20-100
|  | 인구 |  | 148432.8521 | 명 | [8 empty] | 산업형-철강 | 0 | [6 empty] | 분산발전용 |  | 상용화 | PS-30 | 범한산업 |  | 10-30
|  | 폐자원 | 폐기물 | 57202 | 톤/년 | [8 empty] | 산업형-정유 | 0 | [6 empty] | 분산발전용 |  | 상용화 | PS-100 | 범한산업 |  | 50-100
|  |  | 하수 | 761794.9787 | m3/년 | [8 empty] | 산업형-석유화학 | 0 | [6 empty] | 대용량 발전용 |  | 개발중 | H54DFV 106MW 엔진발전 플랜트 | 현대중공업 |  | 106000
|  | 수송수요 | 물류이용 |  | 톤km | [8 empty] | 산업형-시멘트 | 0
[14 empty] | 산업형-일반 | 0
| 공급형 | 면적 |  | 0 | km2 | [8 empty] | 농어촌형-농촌 | 0
|  | 산업중심형 | 철강 | 0% | [9 empty] | 농어촌형-어촌 | 0
|  |  | 정유 | 0% | [9 empty] | 항만형-항만 | 0
|  |  | 석유화학 | 0% | [9 empty] | 해상풍력형-해상 | 0
|  |  | 시멘트 | 0%
|  |  | 일반 | 100%
|  | 농어촌지역형 | 면적 | 0 | km2
|  |  | 농촌 | 0%
|  |  | 어촌 | 0%
|  | 항만인프라형 | 항만시설면적 | 0 | km2
|  | 해상풍력연계형 | 면적 | 0 | km2
유형 통합(선택항목) 에너지 수급표 (단위:MWh)
|  |  | 석탄 | 석유 | LNG | 전력 | 열 | 수소 | 바이오 | 계
| 수요형 | 소비 | 45.4076 | 33328.4723 | 102026.8562 | 814696.0166 | 85155.1072 | 109368.8408 | 1309.792 | 1145930.4927
|  | 생산 | 0 | 0 | 0 | 2467851.5613 | 3008822.9378 | 28922.0236 | 11087.5945 | 5516684.1172
|  | 계 | -45.4076 | -33328.4723 | -102026.8562 | 1653155.5447 | 2923667.8306 | -80446.8171 | 9777.8025 | 4370753.6245
| 공급형 | 소비 | 0 | 0 | 0 | 97005.4793 | 0 | 225638.012 | 0 | 322643.4912
|  | 생산 | 0 | 0 | 0 | 0 | 0 | 0 | 0 | 0
|  | 계 | 0 | 0 | 0 | -97005.4793 | 0 | -225638.012 | 0 | -322643.4912
| 계 |  | -45.4076 | -33328.4723 | -102026.8562 | 1556150.0655 | 2923667.8306 | -306084.8291 | 9777.8025 | 4048110.1332
수요형 모델 에너지 수급표 (단위 : MWh)
|  | 석탄 | 석유 | LNG | 전력 | 열 | 수소 | 바이오 | 계
소비 | 주거 | 0 | 0 | 0 | 146930.056 | 54154.2206 | 20990.008 | 0 | 222074.2847
| 상업 | 45.4076 | 2810.3699 | 98946.6875 | 649738.6983 | 27955.4007 | 87703.9326 | 499.4838 | 867699.9805
| 교통 | 0 | 30518.1024 | 2630.8709 | 1368.0529 | 0 | 674.9002 | 810.3082 | 36002.2345
| 환경 | 0 | 0 | 449.2978 | 16659.2094 | 3045.4859 | 0 | 0 | 20153.9931
| 발전 | 0 | 0 | 0 | 0 | 0 | 0 | 0 | 0
| 기타 | 0 | 0 | 0 | 0 | 0 | 0 | 0 | 0
| 계 | 45.4076 | 33328.4723 | 102026.8562 | 814696.0166 | 85155.1072 | 109368.8408 | 1309.792 | 1145930.4927
생산 | 주거 | 0 | 0 | 0 | 12004.6882 | 0 | 0 | 0 | 12004.6882
| 상업 | 0 | 0 | 0 | 2400.9376 | 0 | 0 | 0 | 2400.9376
| 교통 | 0 | 0 | 0 | 246.0502 | 0 | 0 | 0 | 246.0502
| 환경 | 0 | 0 | 0 | 2432.7626 | 99969.5405 | 11640.2269 | 11087.5945 | 125130.1244
| 발전 | 0 | 0 | 0 | 2450767.1227 | 2908853.3973 | 17281.7967 | 0 | 5376902.3166
| 기타 | 0 | 0 | 0 | 0 | 0 | 0 | 0 | 0
| 계 | 0 | 0 | 0 | 2467851.5613 | 3008822.9378 | 28922.0236 | 11087.5945 | 5516684.1172
공급형 모델 에너지 수급표 (단위 : MWh) - 산업중심형
|  | 석탄 | 석유 | LNG | 전력 | 열 | 수소 | 바이오 | 계
소비 | 철강 | 0 | 0 | 0 | 0 | 0 | 0 | 0 | 0
| 정유 | 0 | 0 | 0 | 0 | 0 | 0 | 0 | 0
| 석유화학 | 0 | 0 | 0 | 0 | 0 | 0 | 0 | 0
| 시멘트 | 0 | 0 | 0 | 0 | 0 | 0 | 0 | 0
| 일반 | 0 | 0 | 0 | 0 | 0 | 0 | 0 | 0
| 산단열병합 | 0 | 0 | 0 | 0 | 0 | 0 | 0 | 0
| 계 | 0 | 0 | 0 | 0 | 0 | 0 | 0 | 0
생산 | 철강 | 0 | 0 | 0 | 0 | 0 | 0 | 0 | 0
| 정유 | 0 | 0 | 0 | 0 | 0 | 0 | 0 | 0
| 석유화학 | 0 | 0 | 0 | 0 | 0 | 0 | 0 | 0
| 시멘트 | 0 | 0 | 0 | 0 | 0 | 0 | 0 | 0
| 일반 | 0 | 0 | 0 | 0 | 0 | 0 | 0 | 0
| 산단열병합 | 0 | 0 | 0 | 0 | 0 | 0 | 0 | 0
| 계 | 0 | 0 | 0 | 0 | 0 | 0 | 0 | 0
공급형 모델 에너지 수급표 (단위 : MWh) - 농어촌지역형
|  | 석탄 | 석유 | LNG | 전력 | 열 | 수소 | 바이오 | 계
소비 | 농촌 | 0 | 0 | 0 | 0 | 0 | 0 | 0 | 0
| 어촌 | 0 | 0 | 0 | 0 | 0 | 0 | 0 | 0
| 계 | 0 | 0 | 0 | 0 | 0 | 0 | 0 | 0
생산 | 농촌 | 0 | 0 | 0 | 0 | 0 | 0 | 0 | 0
| 어촌 | 0 | 0 | 0 | 0 | 0 | 0 | 0 | 0
| 계 | 0 | 0 | 0 | 0 | 0 | 0 | 0 | 0
공급형 모델 에너지 수급표 (단위 : MWh) - 항만인프라형
|  | 석탄 | 석유 | LNG | 전력 | 열 | 수소 | 바이오 | 계
소비 |  | 0 | 0 | 0 | 97005.4793 | 0 | 225638.012 | 0 | 322643.4912
생산 |  | 0 | 0 | 0 | 0 | 0 | 0 | 0 | 0
공급형 모델 에너지 수급표 (단위 : MWh) - 해상풍력연계형
|  | 석탄 | 석유 | LNG | 전력 | 열 | 수소 | 바이오 | 계
소비 |  | 0 | 0 | 0 | 0 | 0 | 0 | 0 | 0
생산 |  | 0 | 0 | 0 | 0 | 0 | 0 | 0 | 0

## Inputdata
General
description
discount | 0.001 | discount rate(%)
Transportation
description
N_Evs | 0 | assumed number of EVs
av_distance | 12000 | average traveling distance of an EV(km)
bat_cap | 0.1 | battery capacity per a EV (MWh)
c_rate | 0.08 | battery charging rate
M_share | 0.3 | max share of driving EVs on road
C_share | 0.7 | connection share of EVs
eff_EV | 6 | average effency of EVs (km per kwh)
Fuel
| price | em
NG | 41856 | 0.21
coal | 11776 | 0.34
oil | 56832 | 0.25
hydrogen | 0 | 0
Biogas | 0 | 0
N_grid | 0 | 0
emission | 200000 | 0 | Rules!$F$4*((1-Rules!$C$4)^(Scenario!$H$4-(Scenario!$E$4-1)))
Cap
description
em_cap | 101814.5377 | tonCO2 | Scenario!$H$5*(1-Scenario!$E$5) |  |  |  |  | 최적화 계산에서는 엑셀에서 사용하는 화석연료에 대한 반영이 되어 있지 않으므로, 상관없음
Solidwaste_cap | 188803.7346 | MWh | 0 | 0 |  | 0 | 0 |  |  |  |  | (유형화!E29*'환경연계형(자원회수)'!$F$115/860+유형화!$E$28*'환경연계형(물재생센터)'!AF45*'환경연계형(물재생센터)'!$X$71/860000)*(Scenario!$E$33/Scenario!$H$33)*(1+Scenario!$E$32)+F25+I25+Demand!E25*'온산국가산업단지 2050'!C41/860
Biogas_cap | 4429.0406 | MWh | [9 empty] | 유형화!$E$30*'환경연계형(물재생센터)'!$X$61/860000*(Scenario!$E$33/Scenario!$H$33)*(1+Scenario!$E$32)+(Demand!E37*'4.농어촌연계형'!D28+'4.농어촌연계형'!D29*Demand!E38+Demand!E39*'4.농어촌연계형'!D30)*(1+Scenario!E54)^(Scenario!$I$4-Scenario!$H$4)+Demand!E27*'온산국가산업단지 2050'!B47*'온산국가산업단지 2050'!B48/860/1000
N_grid_cap | 111467.6349 | MWh | 4429.0406
H_grid_cap | 0 | MWh
Off_gas | 0 | MWh
W_heat | 0 | MWh | 정유,석유화학의 석유 사용량과 연결됨. 따라서 석유 소비가 줄어들면 부생가스 발생량도 감소
Building
|  | description | [5 empty] | 2020 | 2025 | 2030 | 2035 | 2040 | 2045 | 2050
el_h_new | 26590.2779 | MWh | 2020년 값 | 시나리오에서 변경하도록 |  |  | el_h_new | 0 | 1.4472 | 6.9224 | 13.5532 | 16.9014 | 26.1271 | 26.872 | 1 | 주거 및 상업 면적으로 나눠야할 듯?
el_h_old | 42891.4451 | MWh | 2020년 값 | 시나리오에서 변경하도록 |  |  | el_h_old | 39.8158 | 36.9378 | 34.5092 | 31.2241 | 27.2629 | 22.6892 | 17.796 | 2
smart_share | 100% | % | 2020년 값 | 시나리오에서 변경하도록 |  |  | smart_share | 0.1 | 0.2 | 0.3 | 0.5 | 1 | 1 | 1 | 3
Others
|  | description | 주거지역 | 상업지역 | km2
Dedicated | 0.5 | % | 2713 | 338 | 3051
export_h | 0% | %
choice_city | 8
choice_industry | 0
choice_rural | 0
choice_port | 0 |  | GESI.py에 유형별 적용 함수 반영

## ES
| cap | eff_pe | eff_de | eff_th | ramprate | storage | loss |  | invest | fixed_OM | variable_OM | life | inv | OM | [12 empty] | invest | fixed_OM |  | 2020기준
Wind_on | 0 | [6 empty] | Wind_on | 1512817599.0135 | 30587896.059 | 0 | 20 | -1.9% | -1.8% | [11 empty] | Wind_on | 2220273219.2237 | 43986544.9091
Wind_off | 0 | [6 empty] | Wind_off | 2322058000.236 | 56219858.6891 | 0 | 20 | -2.3% | -3.5% | [11 empty] | Wind_off | 3698126722.8477 | 114641928.4083
PV | 0 | [6 empty] | PV | 312862068.9795 | 9173791.1004 | 0 | 20 | -4.9% | -4.2% | [11 empty] | PV | 854560026.8088 | 21639073.6402
CHP | 0 | 0.5 |  | 0.4 |  |  |  | CHP | 1126400000 | 95744000 | 2560 | 30 | 0% | 0% | [11 empty] | CHP | 1126400000 | 95744000
Fcell | 200 | 0.5 |  | 0.35 | 0.25 |  |  | Fcell | 2292040835.1948 | 114602041.7597 | 2560 | 30 | -2.8% | -2.8% | 0.05 |  | 1300 | [8 empty] | Fcell | 4044800000 | 202240000
PP | 0 | 0.53 | [5 empty] | PP | 972394697.6845 | 48619734.8842 | 2560 | 35 | -2.8% | -2.8% | 수소가스터빈 |  | 1320 | $/kW | https://www.pv-magazine.com/2021/07/14/hydrogen-fired-gas-turbines-vs-lithium-ion-storage/ | [6 empty] | PP | 1716000000 | 85800000
Waste | 0 | 0.25 |  | 0.25 |  |  |  | Waste | 55611542.833 | 556115.4283 | 0 | 30 | -0.7% | -0.7% |  |  | 1716000 | [8 empty] | Waste | 64000000 | 640000
DH_HP | 0 |  | 1 | 3.5 |  |  |  | DH_HP | 701336000.9919 | 2269695.7961 | 2560 | 25 | -0.6% | -0.6% |  |  | 1716000000 | [8 empty] | DH_HP | 791040000 | 2560000
DH_Boiler | 0 |  | 1 | 1 |  |  |  | DH_Boiler | 96000000 | 3584000 | 256 | 35 | 0% | 0% | [11 empty] | DH_Boiler | 96000000 | 3584000
Gas_storage | 0 | [6 empty] | Gas_storage | 64000 | 1280000 | 0 | 50 | 0% | 0% | [11 empty] | Gas_storage | 64000 | 1280000
GS_interface | 0 | [6 empty] | GS_interface | 33024000 | 39680000 | 0 | 41.4 | 0% | 0% | [11 empty] | GS_interface | 33024000 | 39680000
TES_DH | 0 | [6 empty] | TES_DH | 27812062.2644 | 427269.1019 | 0 | 30 | -1.6% | -2% | [11 empty] | TES_DH | 38400000 | 640000
electrolysis | 0 |  | 0.7 |  |  |  |  | electrolysis | 181332344.5565 | 6542435.5235 |  | 30 | -2.8% | -3.3% | [11 empty] | electrolysis | 320000000 | 12800000
battery | 0 | 0.9 | 0.9 |  |  |  |  | battery | 109599128.3343 | 2949045.103 | 0 | 20 | -3.7% | -3.8% | [11 empty] | battery | 232960000 | 6400000
b_interface | 0 | [6 empty] | b_interface | 54799564.1671 | 0 | 0 | 20 | -3.7% | 0% |  |  | 그리드 |  | PP | [6 empty] | b_interface | 116480000 | 0
pumped | 0 | 0.9 | 0.9 |  |  | 80400 |  | pumped | 9856000 | 1708800 | 3840 | 40 | 0% | 0% |  |  | 8760MWh |  | 8760MWh | [6 empty] | pumped | 9856000 | 1708800
EV | 0 | [6 empty] | EV | 0 | 0 | 0 | 20 | 0% | 0% |  |  | 1314000000 |  | 1043440032.5687 | [6 empty] | EV | 0 | 0
E_boiler | 0 |  | 1 | 1 |  |  |  | E_boiler | 64000000 | 2560000 | 0 | 30 | 0% | 0% | [11 empty] | E_boiler | 64000000 | 2560000
SMR | 0 |  | 0.52227 |  |  |  |  | SMR | 2901317.5129 | 116052.7005 | 0 | 30 | -2.8% | -2.8% | [11 empty] | SMR | 512000000 | 20480000
National_Grid | 0 | 0.95 | 0.95 |  |  |  |  | National_Grid |  |  | 150000 | 50 | 0% | 0% | [11 empty] | National_Grid | 0 | 0
H2_Grid | 0 | 0.95 | 0.95 |  |  |  |  | H2_Grid |  |  | 150000 | 50 | 0% | 0% |  | Supply!E42*1000*1.5 | [9 empty] | H2_Grid | 0 | 0
W_HP | 0 |  | 1 | 0.9 |  |  |  | W_HP | 10 | 10 | 1000 | 50
potential | [10 empty] | 송배전 및 운송비 가산 50% | [9 empty] | 수요도시형 |  | 산업중심형 |  | 농어촌지역형 |  |  |  | 항만인프라형
| potential |  |  | m2/MW(MWh) | BASE | 유휴공간 | 해당유형 |  | 1 | 수요도시형 |  | 수요시설도 면적기준으로 구분 | [12 empty] | 육상 |  | 해상 |  | 육상 | 해상면적
Wind_on | 0 |  |  | 50000 | 50000 |  | 2,3 |  | 2 | 산업중심형 |  | 공급시설도 한정된 공간에서 배치를 통해 잠재량 검토 | [8 empty] | 건물옥상 | 기타용지 | 건물옥상 | 기타용지 | 영농형 | 유휴부지 | 양식장 | 해상면적 | 유휴부지 | 해상면적
Wind_off | 0 |  |  | 130000 | 130000 |  | 3,4 |  | 3 | 농어촌지역형 | [8 empty] | 전체면적중 비중 |  | 15% | 20% | 10% | 12% | 8.792% | 46.52% | 0% | 0% | 18.31% | 30.34%
PV | 250.5051 |  |  | 9900 | 9900 |  | all |  | 4 | 항만인프라형 |  | 공급시설의 기술 개발을 통해 집적도 향상을 반영할 수 있을 것 | [6 empty] | 기술별 면적 비중 | Wind_on |  | 0% |  | 0% |  | 10%
CHP | 80 |  |  | 1000 | 1000 |  | 1,2,3 |  |  |  |  | 똑같은 면적에 더 많은 설비를 배치 가능 | [7 empty] | Wind_off |  | 0% |  | 0% |  | 0% |  | 0% |  | 30.04% | 연료를 사용하는 발전원은 이용가능 면적의 일정 비중으로 제한
Fcell | 80 |  |  | 1000 | 1000 |  | all | [12 empty] | PV | 15% | 16% | 10% | 8% | 8.792% | 32.52% | 0% |  | 16.31%
PP | 0 |  |  | 1000 | 1000 |  | 2,3,4 | [12 empty] | CHP |  | 1% |  | 1% |  | 1%
Gas_storage | 400 |  |  | 100 | 100 |  | 1,2,3 | [12 empty] | Fcell |  | 1% |  | 1% |  | 1%
TES_DH | 400 |  |  | 100 | 100 |  | 1 |  |  |  |  | 공급설비를 정해진 면적에 어떻게 배치할 것인가? | [7 empty] | PP |  | 0% |  | 0% |  | 0% |  |  | 0%
electrolysis | 400 |  |  | 100 | 100 |  | 1 |  |  |  |  | 정해진 면적에 어떻게 배치하는 것이 최적일 것인가? | [7 empty] | Gas_storage |  | 0.5% |  | 0.5% |  | 0.5% |  |  | 0.5% | 0.1% | waste는 면적이 아닌 폐기물 발생량에 의해 결정
battery | 400 |  |  | 100 | 100 |  | all | [12 empty] | TES_DH |  | 0.5% |  | 0.5% |  | 0.5% |  |  | 0.5% |  | 각 인터페이스는 저장설비에 포함된다고 가정
GS_interface | 200 | [5 empty] | all | [12 empty] | electrolysis |  | 0.5% |  | 0.5% |  | 0.5% |  |  | 0.5% | 0.1% | SMR은 부생가스,바이오가스 발생량에 의해 결정
H2_Grid | 0 | [5 empty] | 1,2,3 | [12 empty] | battery |  | 0.5% |  | 0.5% |  | 0.5% |  |  | 0.5% | 0.1% | DH_Boiler는 할필요 없을 듯
Gas_storage | 0 | [5 empty] | all |  |  |  |  | https://www.keei.re.kr/main.nsf/index.html?open&p=%2Fweb_keei%2Fd_dataroom.nsf%2Fmain_energy%2F21322DD9F1BE49F449258198000846FA&s=%3FOpenDocument%26menucode%3DD01%26category%3D%25BF%25A1%25B3%25CA%25C1%25F6%25BF%25F8%25BA%25B0%2520%25C0%25FC%25C3%25BC%25BA%25B8%25B1%25E2 | [8 empty] | 15% | 20% | 10% | 12% | 8.792% | 46.52% | 0% | 0% | 18.31% | 30.34% | DH_HP 등 열관련 시설은 제외
[7 empty] | all |  |  |  |  | 맞는 수치인가? | [8 empty] | O | O | O | O | O | O | O | O | X | O | E_boiler도 제외
[7 empty] | all | [23 empty] | 지역난방 비중에 따라 결정되도록?
[12 empty] | 전력 | 열 | 수소
"항만연계형 분석시" |  | 0 |  |  |  |  | all |  |  | 0 | MW | MWh | [18 empty] | 열저장장치의 스펙
|  | 0 |  |  |  |  | all |  |  | Wind_on | 0 | 0 | [18 empty] | 소요부지면적, 저장효율 및 손실 효율 등 한난 문의(현재 상황 및 개발동향 및 전망)
[7 empty] | all |  |  | Wind_off | 0 | 0
[10 empty] | PV | 250.5051 | 439243.0888
입력값 | [9 empty] | CHP | 80
|  | 최소 | 최대 | [6 empty] | Fcell | 80
공통 | target_year | [8 empty] | PP | 0 | 0 | 0
| target_goal | [8 empty] | Gas_storage | 400
| energy_demand_change | [8 empty] | TES_DH | 400
| energy_self | [8 empty] | electrolysis | 400
| land_utilisation | [8 empty] | battery | 400
수요도시형 | city_area | [8 empty] | GS_interface | 200
| residential_area | [8 empty] | H2_Grid | 0
| commercial_area | [8 empty] | Gas_storage | 0
| transportation_facility | [8 empty] | Waste |  | 47200.9337 | 47200.9337
| environmental_facility | [8 empty] | SMR |  |  |  | 2313.1356
| population_change | [8 empty] | W_heat |  |  | 0
| electricity_share_city | [8 empty] | 계 |  | 486444.0225 | 47200.9337 | 2313.1356
h2_share_city
waste_utilisation
산업중심형 | industry_area
iron_area
refinery_area
petro_area
cement_area
eaf
dri
chemical_re
h2_utilisation
fuel_eff
electricity_share_industry
농어촌지역형 | rural_area
land_rural_area
sea_rural_area
cultivated_area
forest
fish_farm
fishing_boat
trees
rice
animals
fishfarm_change
electric_boat
h2_boat
P2G_share
항만인프라형 | port_area
sea_port_area
cargo_cap
petro_share
trans_h2
liquid_h2
amonia
storage_cap
sea_area_change
density_change
dedicated_h2

## installed_capacity (hidden)
| Wind_on | Wind_off | PV | CHP | Waste | Fcell | PP | DH_HP | DH_boiler | Electronic boiler | Electrolysis | Gas_interface | b_interface | TES_DH | Gas_storage | Battery | SMR | National_Grid | 0
MW or MWh | 120 | 39.2527 | 2540.8317 | 0 | 0 | 0 | 0 | 0 | 0 | 0 | 599.5387 | 0 | 267.6961 | 0 | 0 | 1614.9816 | 120.0989 | 1905.7684 | 0

## powerDS (hidden)
[TWh] | WT | PV | CHP | Fcell | PP | Waste | Electrolysis | SMR | Electric boiler | EV | Electricity demand | P2H | Curtailment | 0 | 0
| 0.36856 | 4.4552 | 0 | 0 | 0 | 0.033645 | 1.9136 | 1.0521 | 0 | 0 | 0.12744 | 0 | 0 | 0 | 0

## control
year | 2040
NDC | 80% |  | 2 | 9 | 4 | 4 | 4 | 3456 | 3
2025
ratio_PV | 0.9 |  | 2030 |  | 0.5 | 35% | 10% |  | 약
ratio_WT | 0.1 |  | 2035 |  | 1 | 40% | 15% |  | 중
ratio_WT_off | 0.1 |  | 2040 |  | 1.5 | 45% | 20% |  | 강
hydrogen_import_share | 90% | 연료용 | 2045 |  | 2 | 50% | 25%
|  |  | 2050 | 5

## TechDB (hidden)
주요 기술간 우위를 비교할 수 있는 주요 스펙 요인?
연료전지의 속응성 ramping rate에 따라 활용성이 차이가 날 수 있음
효율 외
필요 면적 또는 저장설비의 밀도
비즈니스 모델 검토시,
주요 기술간 비교를 위해 모델에서 분석해야 할 사항 정리 필요
- 위에서 언급한 연료전지의 속응성
ramping rate 반영하기 위한 방안
1. 1시간 해상도의 범위에서, 면적을 적분하여 손실분으로 계산한다.
2. 시간규모를 분단위로 쪼갠다.(너무 많을 경우 15분 단위)
2-1. 시간규모를 나눌때 속응성 자원만 따로 분단위로 계산하고 전체 결과에서는 1시간 단위의 결과로 합산하여 반영한다.
특정 기술만 다른 시간 기준으로 계산하는 것이 가능한가? | -> 안될 것 같음… 우선은 전체적으로 결과를 분석하고(hourly) 그 다음 추가 분석 옵션을 넣어 해당 연료전지 발전 및 열생산 비중을 고정시켜놓은 상태에서 기술을 변경하였을 때의 효과를 비교하는 것으로 해야 할 듯
연료전지만 15분 단위로 계산하고, 전체 시스템에서는 시간단위로 최적화를 하는 것…
1시간 단위로 계산한 것을 전체적으로 1/4하면 되지 않을까?
전력시장 15분 단위 거래 맞춰,
15분 단위로 다시 구성해도 좋을 듯

## Hourly (hidden)
| Demand | H_demand | wind | solar | T_demand | correction factor | 0.55 | 873.8986 |  | GWh |  | 1404.0769 |  | capacity factor
1 | 99.089 | 11.9162 | 310.3727 | 0 | 702799 | 0.35516 | 0.55035 | 0.41759 | 0.2825 | 42566 | 17.674 | 0.20016 | WT_on | 0.25455 | WT_on | 0.28236 | 40026 | 유형화!$F$71*hourly1!B3/hourly1!$B$8763+유형화!$F$72*hourly1!C3/hourly1!$C$8763+유형화!$F$73*hourly1!D3/hourly1!$D$8763+유형화!$F$74*hourly1!E3/hourly1!$E$8763+유형화!$G$63*hourly1!O3/hourly1!$O$8763
2 | 94.8912 | 13.9063 | 323.001 | 0 | 539061 | 0.36961 | 0.56577 |  |  |  | 154824.24 |  | WT_off | 0.32256 | PV | 0.20016 | 1292914
3 | 92.2913 | 15.797 | 312.6311 | 0 | 480956 | 0.35774 | 0.55313 |  |  |  | 0.27493 |  | PV | 0.18241 |  |  | 0.030958
4 | 90.9868 | 17.1891 | 293.6069 | 0 | 414184 | 0.33597 | 0.52927
5 | 89.7406 | 18.4336 | 283.0061 | 0 | 451188 | 0.32384 | 0.51558
6 | 90.5851 | 19.6877 | 262.8268 | 0 | 734723 | 0.30075 | 0.4887
7 | 91.8373 | 39.063 | 280.8402 | 0 | 691991 | 0.32136 | 0.51275
8 | 91.7951 | 39.5623 | 261.2692 | 1.624 | 612757 | 0.29897 | 0.48658
9 | 89.2302 | 37.7113 | 279.4728 | 74.5317 | 594010 | 0.3198 | 0.51095
10 | 88.28 | 34.7751 | 282.5006 | 264.7609 | 587301 | 0.32326 | 0.51492
11 | 89.9936 | 32.1633 | 305.4142 | 500.6497 | 597798 | 0.34948 | 0.54419
12 | 89.2831 | 29.8786 | 282.0751 | 702.736 | 658905 | 0.32278 | 0.51436
13 | 88.3122 | 25.8826 | 243.0932 | 807.9487 | 730816 | 0.27817 | 0.46132
14 | 87.6413 | 26.7754 | 194.9424 | 817.9568 | 722128 | 0.22307 | 0.38952
15 | 87.2699 | 26.4165 | 175.6581 | 688.0844 | 724901 | 0.20101 | 0.35858
16 | 88.1361 | 26.483 | 181.1282 | 430.8769 | 745212 | 0.20726 | 0.36749
17 | 88.5527 | 27.3484 | 176.5341 | 139.6416 | 746936 | 0.20201 | 0.36002
18 | 90.0693 | 28.2195 | 157.9514 | 7.4265 | 738848 | 0.18074 | 0.32898
19 | 95.9084 | 25.8674 | 178.7858 | 0.038818 | 734950 | 0.20458 | 0.36369
20 | 95.9811 | 24.7053 | 178.7509 | 0 | 788450 | 0.20454 | 0.36363
21 | 95.9686 | 26.4037 | 192.1523 | 0 | 796736 | 0.21988 | 0.38512
22 | 94.6958 | 6.4077 | 194.5907 | 0 | 879831 | 0.22267 | 0.38896
23 | 95.3426 | 7.3256 | 203.1095 | 0 | 909288 | 0.23242 | 0.40223
24 | 97.3532 | 8.6116 | 194.8768 | 0 | 884275 | 0.223 | 0.38941
25 | 95.1524 | 9.23 | 238.2452 | 0 | 884148 | 0.27262 | 0.45442
26 | 92.2511 | 9.6398 | 309.2101 | 0 | 728420 | 0.35383 | 0.54891
27 | 92.3012 | 10.012 | 321.8178 | 0 | 593986 | 0.36826 | 0.56434
28 | 92.0199 | 10.5058 | 355.3288 | 0 | 477096 | 0.4066 | 0.6036
29 | 92.1595 | 11.0228 | 348.0058 | 0 | 538387 | 0.39822 | 0.59523
30 | 94.3981 | 11.8717 | 370.6962 | 0 | 885933 | 0.42419 | 0.62079
31 | 97.2733 | 30.7611 | 332.032 | 0 | 1021229 | 0.37994 | 0.57657
32 | 100.8496 | 31.4281 | 300.5057 | 0.52502 | 1113071 | 0.34387 | 0.53803
33 | 106.749 | 29.0769 | 277.3664 | 47.7435 | 992766 | 0.31739 | 0.50818
34 | 117.7321 | 25.2773 | 302.8519 | 205.0423 | 879886 | 0.34655 | 0.54098
35 | 120.5177 | 21.946 | 301.6519 | 416.6449 | 857014 | 0.34518 | 0.53947
36 | 120.9212 | 19.0214 | 301.7046 | 550.0393 | 823490 | 0.34524 | 0.53954
37 | 114.4144 | 14.5757 | 314.4574 | 625.3237 | 814821 | 0.35983 | 0.55538
38 | 111.5892 | 15.2304 | 303.2299 | 625.8427 | 795999 | 0.34699 | 0.54145
39 | 115.3898 | 14.6628 | 328.3341 | 515.0992 | 809763 | 0.37571 | 0.57217
40 | 114.9027 | 14.7579 | 330.4 | 297.9475 | 813954 | 0.37808 | 0.57463
41 | 114.6404 | 15.9162 | 352.9582 | 102.0466 | 829157 | 0.40389 | 0.6009
42 | 115.5717 | 17.2201 | 380.6924 | 4.5865 | 804261 | 0.43563 | 0.63171
43 | 115.9977 | 15.9342 | 373.2089 | 0.047141 | 811601 | 0.42706 | 0.62355
44 | 113.9526 | 15.8376 | 391.1488 | 0 | 833342 | 0.44759 | 0.64293
45 | 110.674 | 18.4872 | 392.0717 | 0 | 861295 | 0.44865 | 0.64391
46 | 107.5971 | 1.1274 | 356.1584 | 0 | 941845 | 0.40755 | 0.60454
47 | 106.5405 | 1.1825 | 369.2155 | 0 | 991756 | 0.42249 | 0.61915
48 | 107.828 | 2.9025 | 391.8235 | 0 | 1009426 | 0.44836 | 0.64364
49 | 106.7774 | 5.173 | 409.1498 | 0 | 865871 | 0.46819 | 0.66175
50 | 101.4299 | 7.3767 | 436.5664 | 0 | 751077 | 0.49956 | 0.68928
51 | 100.3031 | 9.4456 | 431.1774 | 0 | 597532 | 0.4934 | 0.68397
52 | 100.5005 | 10.8664 | 434.6483 | 0 | 505553 | 0.49737 | 0.6874
53 | 100.6371 | 12.2762 | 451.7298 | 0 | 538888 | 0.51691 | 0.70395
54 | 103.0355 | 13.5003 | 408.9131 | 0 | 884804 | 0.46792 | 0.6615
55 | 106.5159 | 33.0072 | 379.8574 | 0 | 1030937 | 0.43467 | 0.63081
56 | 110.6179 | 33.6524 | 334.3356 | 1.4097 | 1041807 | 0.38258 | 0.5793
57 | 114.3382 | 31.6784 | 318.3199 | 97.9096 | 1016900 | 0.36425 | 0.5601
58 | 122.9067 | 28.557 | 322.529 | 393.8054 | 858611 | 0.36907 | 0.5652
59 | 123.0818 | 25.849 | 298.9353 | 720.3714 | 794826 | 0.34207 | 0.53604
60 | 121.6938 | 23.3992 | 274.2542 | 922.8335 | 863676 | 0.31383 | 0.50406
61 | 115.8168 | 19.3253 | 248.2096 | 1001.3493 | 787630 | 0.28403 | 0.46852
62 | 112.4637 | 20.1391 | 195.178 | 971.9421 | 756775 | 0.22334 | 0.38989
63 | 117.1854 | 19.6637 | 206.3606 | 832.7222 | 778238 | 0.23614 | 0.40722
64 | 116.6158 | 19.6028 | 204.9907 | 545.4391 | 759530 | 0.23457 | 0.40512
65 | 117.719 | 20.5045 | 249.739 | 176.8054 | 771723 | 0.28578 | 0.47066
66 | 118.3104 | 21.3745 | 264.4475 | 8.6409 | 761523 | 0.30261 | 0.4909
67 | 119.8569 | 20.3689 | 326.845 | 0.040323 | 759100 | 0.37401 | 0.57039
68 | 117.5634 | 20.4806 | 335.8427 | 0 | 890963 | 0.3843 | 0.58107
69 | 113.9803 | 23.543 | 357.4496 | 0 | 926909 | 0.40903 | 0.606
70 | 110.933 | 4.5751 | 370.4221 | 0 | 957578 | 0.42387 | 0.62049
71 | 109.03 | 6.6432 | 362.4657 | 0 | 982759 | 0.41477 | 0.61164
72 | 109.784 | 9.1808 | 380.904 | 0 | 966605 | 0.43587 | 0.63194
73 | 107.6844 | 10.8219 | 377.1711 | 0 | 840770 | 0.4316 | 0.62789
74 | 102.3157 | 12.437 | 393.5182 | 0 | 708475 | 0.4503 | 0.64544
75 | 101.9412 | 14.0531 | 404.258 | 0 | 557968 | 0.46259 | 0.65669
76 | 101.2986 | 15.2378 | 427.0018 | 0 | 449500 | 0.48862 | 0.67983
77 | 101.3428 | 16.2229 | 443.799 | 0 | 511535 | 0.50784 | 0.69633
78 | 103.4887 | 17.4537 | 391.8182 | 0 | 807141 | 0.44836 | 0.64364
79 | 106.4553 | 36.6977 | 358.3236 | 0 | 821248 | 0.41003 | 0.60699
80 | 110.5332 | 37.3308 | 243.8546 | 1.1351 | 815026 | 0.27904 | 0.46239
81 | 114.6759 | 35.2279 | 182.9618 | 70.6767 | 778355 | 0.20936 | 0.37046
82 | 123.9204 | 32.045 | 165.072 | 278.1081 | 743652 | 0.18889 | 0.34103
83 | 123.8212 | 29.0802 | 161.3787 | 513.1432 | 750007 | 0.18467 | 0.3348
84 | 123.5526 | 26.6494 | 135.6536 | 681.5678 | 775992 | 0.15523 | 0.28994
85 | 115.3036 | 22.5065 | 85.1917 | 772.2909 | 785397 | 0.097485 | 0.19357
86 | 112.6403 | 23.3692 | 54.0184 | 779.4988 | 802657 | 0.061813 | 0.12771
87 | 115.2928 | 22.7032 | 54.7513 | 652.4885 | 773811 | 0.062652 | 0.12932
88 | 114.4147 | 22.6678 | 51.9203 | 420.4255 | 757497 | 0.059412 | 0.12309
89 | 116.3368 | 23.7571 | 52.7338 | 140.638 | 759955 | 0.060343 | 0.12489
90 | 117.3959 | 24.8164 | 65.8107 | 7.3238 | 706542 | 0.075307 | 0.15324
91 | 118.4973 | 23.072 | 104.3399 | 0.04879 | 731221 | 0.1194 | 0.23154
92 | 115.4166 | 22.4851 | 89.101 | 0 | 721256 | 0.10196 | 0.20147
93 | 112.1025 | 24.7377 | 88.7365 | 0 | 747131 | 0.10154 | 0.20073
94 | 109.6218 | 5.1799 | 84.8439 | 0 | 784703 | 0.097087 | 0.19286
95 | 109.3264 | 6.6271 | 81.328 | 0 | 835777 | 0.093063 | 0.18569
96 | 109.5277 | 8.3312 | 105.4099 | 0 | 813008 | 0.12062 | 0.23361
97 | 107.6646 | 9.1676 | 137.0786 | 0 | 762180 | 0.15686 | 0.2925
98 | 101.9355 | 10.1174 | 137.3074 | 0 | 698517 | 0.15712 | 0.29291
99 | 101.1208 | 10.9302 | 103.8015 | 0 | 570416 | 0.11878 | 0.23049
100 | 100.6069 | 11.702 | 96.0484 | 0 | 465471 | 0.10991 | 0.21532
101 | 101.3662 | 12.3545 | 101.1077 | 0 | 503875 | 0.1157 | 0.22525
102 | 104.0203 | 12.786 | 121.1378 | 0 | 829234 | 0.13862 | 0.26341
103 | 106.2858 | 31.0771 | 127.8689 | 0 | 823371 | 0.14632 | 0.27583
104 | 110.9483 | 32.3907 | 133.6237 | 0.65861 | 757410 | 0.15291 | 0.28629
105 | 115.1078 | 31.1599 | 171.5318 | 54.6203 | 770019 | 0.19628 | 0.35179
106 | 124.44 | 28.4069 | 199.7429 | 174.009 | 707577 | 0.22857 | 0.39701
107 | 124.795 | 25.2779 | 217.9633 | 268.5127 | 716060 | 0.24941 | 0.42477
108 | 125.6201 | 22.9448 | 202.0409 | 317.6352 | 735591 | 0.23119 | 0.40058
109 | 118.7078 | 18.2134 | 173.963 | 324.4408 | 747838 | 0.19907 | 0.3558
110 | 116.4209 | 18.5098 | 172.7538 | 268.8651 | 759239 | 0.19768 | 0.35381
111 | 122.0015 | 18.098 | 189.3289 | 182.7313 | 743004 | 0.21665 | 0.38065
112 | 120.7112 | 18.024 | 199.7026 | 110.0305 | 780109 | 0.22852 | 0.39695
113 | 120.7514 | 19.0724 | 227.0373 | 41.7521 | 754399 | 0.2598 | 0.43819
114 | 121.8719 | 19.9813 | 214.8326 | 1.5707 | 722001 | 0.24583 | 0.42008
115 | 121.2154 | 18.1487 | 244.3693 | 0.039299 | 742378 | 0.27963 | 0.46312
116 | 117.7879 | 17.2837 | 263.5775 | 0 | 722455 | 0.30161 | 0.48972
117 | 114.0938 | 19.4066 | 259.1885 | 0 | 761007 | 0.29659 | 0.48373
118 | 110.5086 | 1.0845 | 240.9339 | 0 | 769583 | 0.2757 | 0.45825
119 | 110.0097 | 1.4901 | 240.0913 | 0 | 817085 | 0.27474 | 0.45705
120 | 109.5041 | 3.0151 | 225.4562 | 0 | 826614 | 0.25799 | 0.43587
121 | 107.2134 | 4.4638 | 235.8387 | 0 | 716116 | 0.26987 | 0.45096
122 | 101.9849 | 5.8867 | 251.8281 | 0 | 675246 | 0.28817 | 0.47357
123 | 101.3908 | 7.197 | 262.2769 | 0 | 548482 | 0.30012 | 0.48795
124 | 100.3925 | 8.1688 | 247.7421 | 0 | 447845 | 0.28349 | 0.46787
125 | 100.8089 | 9.2269 | 238.874 | 0 | 498455 | 0.27334 | 0.45531
126 | 102.5833 | 9.8029 | 214.9273 | 0 | 787232 | 0.24594 | 0.42022
127 | 106.0593 | 28.2269 | 191.865 | 0 | 839945 | 0.21955 | 0.38467
128 | 111.2515 | 29.4678 | 190.2578 | 0.33108 | 779326 | 0.21771 | 0.38212
129 | 113.5122 | 28.1916 | 171.4468 | 54.6465 | 764043 | 0.19619 | 0.35165
130 | 121.0821 | 25.5442 | 184.1681 | 292.689 | 722728 | 0.21074 | 0.3724
131 | 120.7925 | 22.7615 | 172.2809 | 566.0432 | 744405 | 0.19714 | 0.35303
132 | 119.3089 | 20.2814 | 148.4756 | 684.1843 | 722527 | 0.1699 | 0.31264
133 | 114.5723 | 15.674 | 104.0533 | 718.4142 | 719757 | 0.11907 | 0.23098
134 | 111.4042 | 16.554 | 84.957 | 713.1632 | 715728 | 0.097216 | 0.19309
135 | 115.2552 | 16.3164 | 79.1145 | 656.483 | 752111 | 0.090531 | 0.18114
136 | 115.1125 | 16.2038 | 75.7533 | 480.4027 | 769123 | 0.086684 | 0.17418
137 | 115.4497 | 16.6969 | 75.2592 | 170.9192 | 729169 | 0.086119 | 0.17315
138 | 116.0081 | 17.7924 | 66.3221 | 9.4495 | 727259 | 0.075892 | 0.15433
139 | 117.6969 | 16.365 | 79.614 | 0.044912 | 750227 | 0.091102 | 0.18217
140 | 114.742 | 16.3994 | 76.0813 | 0 | 729303 | 0.08706 | 0.17486
141 | 113.3273 | 18.7714 | 75.878 | 0 | 734814 | 0.086827 | 0.17444
142 | 110.0675 | 1.0244 | 75.7908 | 0 | 761484 | 0.086727 | 0.17426
143 | 108.9432 | 1.7012 | 66.5371 | 0 | 803455 | 0.076138 | 0.15479
144 | 109.3111 | 3.8256 | 63.3021 | 0 | 785815 | 0.072436 | 0.14788
145 | 108.2555 | 5.5711 | 70.1552 | 0 | 731433 | 0.080278 | 0.16246
146 | 102.1425 | 7.4028 | 58.6054 | 0 | 653311 | 0.067062 | 0.13774
147 | 99.2302 | 9.115 | 55.1242 | 0 | 525084 | 0.063078 | 0.13014
148 | 97.4105 | 10.2653 | 44.8428 | 0 | 437563 | 0.051314 | 0.1073
149 | 99.6487 | 11.4337 | 41.701 | 0 | 486775 | 0.047718 | 0.1002
150 | 100.8694 | 12.5606 | 53.327 | 0 | 798520 | 0.061022 | 0.12619
151 | 102.0231 | 32.0055 | 66.8355 | 0 | 785301 | 0.07648 | 0.15543
152 | 102.1853 | 32.5348 | 69.9129 | 0.72937 | 744165 | 0.080001 | 0.16195
153 | 102.8488 | 30.6043 | 61.6356 | 61.9388 | 735707 | 0.070529 | 0.14429
154 | 104.5847 | 27.2913 | 73.011 | 223.5357 | 716917 | 0.083546 | 0.16846
155 | 106.4095 | 24.3843 | 56.7616 | 400.1959 | 696643 | 0.064952 | 0.13372
156 | 106.6697 | 22.0891 | 46.9173 | 494.6276 | 720413 | 0.053687 | 0.11196
157 | 102.2762 | 17.9734 | 46.1147 | 556.2219 | 722933 | 0.052769 | 0.11016
158 | 100.0079 | 18.7693 | 49.351 | 439.0795 | 743123 | 0.056472 | 0.11739
159 | 101.7066 | 18.138 | 46.0199 | 303.3574 | 797182 | 0.05266 | 0.10995
160 | 99.759 | 18.1462 | 42.763 | 173.0401 | 817738 | 0.048934 | 0.1026
161 | 100.8987 | 19.0793 | 68.1064 | 58.4335 | 785187 | 0.077934 | 0.15812
162 | 100.4271 | 20.1939 | 112.0594 | 2.1642 | 780947 | 0.12823 | 0.24635
163 | 103.3641 | 18.5964 | 151.6149 | 0.040289 | 803193 | 0.17349 | 0.31809
164 | 102.1062 | 18.2193 | 143.406 | 0 | 777092 | 0.1641 | 0.30374
165 | 100.6077 | 20.8943 | 179.2303 | 0 | 821420 | 0.20509 | 0.36441
166 | 98.7424 | 1.5831 | 162.5803 | 0 | 813766 | 0.18604 | 0.33683
167 | 99.4224 | 3.0235 | 168.3348 | 0 | 854963 | 0.19263 | 0.34648
168 | 100.611 | 5.052 | 157.7798 | 0 | 856045 | 0.18055 | 0.32869
169 | 101.7212 | 6.4512 | 168.6644 | 0 | 782851 | 0.193 | 0.34703
170 | 97.1621 | 7.6772 | 206.5498 | 0 | 694469 | 0.23635 | 0.40751
171 | 95.5431 | 8.7966 | 260.7403 | 0 | 582112 | 0.29836 | 0.48586
172 | 93.8489 | 9.9247 | 284.7573 | 0 | 467190 | 0.32585 | 0.51786
173 | 95.2315 | 10.847 | 265.6526 | 0 | 534005 | 0.30399 | 0.49253
174 | 96.8859 | 11.7908 | 278.6869 | 0 | 851325 | 0.3189 | 0.50992
175 | 97.2498 | 31.0916 | 266.3554 | 0 | 898162 | 0.30479 | 0.49348
176 | 97.2724 | 31.6739 | 247.9343 | 0.2163 | 828942 | 0.28371 | 0.46814
177 | 95.7321 | 29.566 | 204.0821 | 40.911 | 828239 | 0.23353 | 0.40372
178 | 96.8235 | 26.2612 | 176.0705 | 186.0735 | 790890 | 0.20148 | 0.35926
179 | 95.4831 | 23.0505 | 126.611 | 362.242 | 803837 | 0.14488 | 0.27352
180 | 93.7095 | 20.3946 | 88.4106 | 523.9681 | 795167 | 0.10117 | 0.20008
181 | 93.9428 | 16.0283 | 52.3965 | 625.4394 | 820390 | 0.059957 | 0.12414
182 | 93.6262 | 16.7565 | 54.322 | 680.1649 | 833817 | 0.06216 | 0.12838
183 | 93.4399 | 16.1108 | 62.603 | 517.7215 | 767331 | 0.071636 | 0.14638
184 | 93.9281 | 16.1302 | 72.2672 | 323.0491 | 800819 | 0.082695 | 0.1669
185 | 93.5579 | 17.0318 | 77.7308 | 110.9529 | 819391 | 0.088947 | 0.17828
186 | 95.0676 | 18.1858 | 101.1889 | 7.5881 | 824297 | 0.11579 | 0.22541
187 | 99.6519 | 16.7584 | 157.0977 | 0.041443 | 814424 | 0.17977 | 0.32752
188 | 99.8849 | 16.4563 | 232.6141 | 0 | 801606 | 0.26618 | 0.44631
189 | 98.6969 | 19.0162 | 252.3191 | 0 | 799437 | 0.28873 | 0.47426
190 | 97.1648 | 1.1301 | 258.2059 | 0 | 874885 | 0.29546 | 0.48239
191 | 98.7192 | 1.1853 | 248.6652 | 0 | 860459 | 0.28455 | 0.46916
192 | 100.0617 | 3.0463 | 320.2801 | 0 | 913798 | 0.3665 | 0.56248
193 | 96.2605 | 4.584 | 381.2561 | 0 | 826261 | 0.43627 | 0.63232
194 | 92.4294 | 6.1658 | 429.7999 | 0 | 679634 | 0.49182 | 0.68261
195 | 91.6485 | 7.7762 | 465.6307 | 0 | 572687 | 0.53282 | 0.71707
196 | 91.1518 | 8.8489 | 546.1236 | 0 | 492982 | 0.62493 | 0.78735
197 | 91.9919 | 9.9865 | 656.3665 | 0 | 532042 | 0.75108 | 0.87022
198 | 93.9283 | 11.1532 | 694.7823 | 0 | 833441 | 0.79504 | 0.89605
199 | 96.6544 | 30.5074 | 708.5356 | 0 | 1035958 | 0.81078 | 0.90496
200 | 101.8326 | 31.0684 | 698.1942 | 0.24161 | 958137 | 0.79894 | 0.89827
201 | 109.174 | 29.1325 | 692.761 | 21.1811 | 831235 | 0.79272 | 0.89472
202 | 121.0971 | 25.8747 | 709.4775 | 129.0994 | 764793 | 0.81185 | 0.90556
203 | 123.011 | 22.9615 | 671.8363 | 351.2254 | 755604 | 0.76878 | 0.88079
204 | 122.5993 | 20.4135 | 647.7625 | 609.8303 | 775977 | 0.74123 | 0.86423
205 | 116.5575 | 16.1455 | 648.81 | 815.687 | 775558 | 0.74243 | 0.86496
206 | 112.5265 | 17.0038 | 634.1688 | 897.4171 | 779924 | 0.72568 | 0.85462
207 | 118.2411 | 16.3392 | 606.1576 | 797.5512 | 789874 | 0.69362 | 0.83419
208 | 116.6731 | 16.4466 | 572.4722 | 549.5532 | 778949 | 0.65508 | 0.80845
209 | 118.4976 | 17.3831 | 541.9244 | 188.2099 | 785538 | 0.62012 | 0.78391
210 | 121.0294 | 18.5053 | 528.8372 | 12.1847 | 774361 | 0.60515 | 0.77302
211 | 122.1962 | 16.8174 | 536.76 | 0.041568 | 786472 | 0.61421 | 0.77964
212 | 119.9713 | 16.2647 | 545.3568 | 0 | 796535 | 0.62405 | 0.78672
213 | 116.1196 | 18.7297 | 510.6305 | 0 | 838928 | 0.58431 | 0.7575
214 | 113.5491 | 1.1077 | 544.4105 | 0 | 891555 | 0.62297 | 0.78595
215 | 112.4689 | 0.99177 | 549.9693 | 0 | 945542 | 0.62933 | 0.79048
216 | 112.8559 | 2.1708 | 545.5262 | 0 | 946089 | 0.62424 | 0.78686
217 | 110.6723 | 3.3892 | 578.6088 | 0 | 898663 | 0.6621 | 0.81324
218 | 105.5595 | 4.4013 | 648.6858 | 0 | 748350 | 0.74229 | 0.86488
219 | 105.1199 | 5.5437 | 679.3536 | 0 | 609218 | 0.77738 | 0.88585
220 | 105.383 | 6.4854 | 695.9808 | 0 | 499670 | 0.79641 | 0.89683
221 | 105.7227 | 7.3214 | 732.0876 | 0 | 549692 | 0.83773 | 0.91982
222 | 106.7039 | 8.2803 | 716.2626 | 0 | 890990 | 0.81962 | 0.90989
223 | 110.2617 | 27.629 | 688.7966 | 0 | 1061339 | 0.78819 | 0.89212
224 | 113.07 | 28.3011 | 663.9692 | 1.0714 | 1146499 | 0.75978 | 0.87544
225 | 117.9865 | 26.0221 | 673.5638 | 82.0651 | 1068146 | 0.77076 | 0.88196
226 | 125.4036 | 22.492 | 697.9915 | 340.5043 | 939663 | 0.79871 | 0.89814
227 | 126.0075 | 19.3404 | 642.0838 | 604.4928 | 917027 | 0.73473 | 0.86024
228 | 125.5587 | 16.7253 | 650.6958 | 741.6401 | 895534 | 0.74459 | 0.86628
229 | 119.71 | 12.3872 | 630.1628 | 789.654 | 829164 | 0.72109 | 0.85175
230 | 116.3455 | 13.0914 | 627.1843 | 838.6836 | 816659 | 0.71769 | 0.84961
231 | 121.9256 | 12.5227 | 643.3679 | 696.2437 | 823425 | 0.7362 | 0.86115
232 | 121.1837 | 12.3773 | 625.7578 | 469.2559 | 835449 | 0.71605 | 0.84858
233 | 122.3714 | 13.3136 | 677.0194 | 163.182 | 838293 | 0.77471 | 0.88428
234 | 122.8814 | 14.5713 | 679.0251 | 9.7728 | 860130 | 0.77701 | 0.88563
235 | 124.4285 | 13.1072 | 630.4317 | 0.042787 | 835709 | 0.7214 | 0.85194
236 | 123.0489 | 12.8841 | 599.4321 | 0 | 899194 | 0.68593 | 0.82916
237 | 119.4233 | 15.6289 | 576.31 | 0 | 904423 | 0.65947 | 0.81145
238 | 116.577 | 1.0831 | 557.426 | 0 | 959878 | 0.63786 | 0.79651
239 | 114.7205 | 0.76464 | 564.4819 | 0 | 1029840 | 0.64594 | 0.80214
240 | 116.022 | 0.72348 | 617.1008 | 0 | 1020313 | 0.70615 | 0.84227
241 | 113.1044 | 1.0515 | 623.9227 | 0 | 900586 | 0.71395 | 0.84725
242 | 109.6892 | 2.8184 | 632.024 | 0 | 725745 | 0.72322 | 0.85309
243 | 107.9573 | 4.5876 | 617.979 | 0 | 566510 | 0.70715 | 0.84292
244 | 108.6235 | 5.8501 | 602.2698 | 0 | 475191 | 0.68918 | 0.83129
245 | 108.9252 | 7.1163 | 587.3388 | 0 | 534395 | 0.67209 | 0.81997
246 | 111.0551 | 8.2373 | 577.7857 | 0 | 857222 | 0.66116 | 0.8126
247 | 113.6781 | 27.885 | 565.7468 | 0 | 892154 | 0.64738 | 0.80314
248 | 118.127 | 28.5015 | 559.734 | 1.2912 | 866371 | 0.6405 | 0.79836
249 | 121.4599 | 26.5297 | 511.6663 | 108.1933 | 838073 | 0.5855 | 0.75839
250 | 129.2763 | 23.6505 | 510.1658 | 474.774 | 793859 | 0.58378 | 0.7571
251 | 128.803 | 20.9159 | 540.6548 | 813.6172 | 802890 | 0.61867 | 0.78286
252 | 128.0124 | 18.4687 | 538.4815 | 971.5565 | 792733 | 0.61618 | 0.78107
253 | 122.3431 | 14.3411 | 501.2493 | 1001.502 | 800082 | 0.57358 | 0.74932
254 | 118.2025 | 15.2979 | 511.3002 | 937.0287 | 851922 | 0.58508 | 0.75808
255 | 123.0697 | 14.6513 | 517.5111 | 782.2886 | 821013 | 0.59219 | 0.76342
256 | 122.3194 | 14.5863 | 523.6742 | 526.6964 | 833790 | 0.59924 | 0.76867
257 | 123.245 | 15.4504 | 532.7639 | 186.267 | 836193 | 0.60964 | 0.77631
258 | 124.7281 | 16.4158 | 539.1304 | 11.5548 | 818627 | 0.61693 | 0.7816
259 | 125.2046 | 15.0363 | 527.3646 | 0.044482 | 835479 | 0.60346 | 0.77179
260 | 122.2587 | 15.0152 | 499.9765 | 0 | 775573 | 0.57212 | 0.7482
261 | 120.1216 | 17.7906 | 415.3313 | 0 | 824562 | 0.47526 | 0.66807
262 | 117.164 | 1.0945 | 390.7182 | 0 | 848413 | 0.4471 | 0.64247
263 | 115.4804 | 0.92252 | 383.3923 | 0 | 893512 | 0.43871 | 0.63463
264 | 115.5564 | 2.2571 | 412.6917 | 0 | 890206 | 0.47224 | 0.66538
265 | 114.9712 | 3.8271 | 438.6401 | 0 | 820733 | 0.50193 | 0.69131
266 | 109.2108 | 5.5974 | 457.3887 | 0 | 735104 | 0.52339 | 0.70933
267 | 109.5009 | 7.0705 | 452.942 | 0 | 590773 | 0.5183 | 0.70511
268 | 109.1267 | 8.2422 | 439.4951 | 0 | 481171 | 0.50291 | 0.69214
269 | 109.1754 | 9.3622 | 413.1931 | 0 | 531386 | 0.47282 | 0.66589
270 | 111.727 | 10.0485 | 399.6787 | 0 | 872893 | 0.45735 | 0.65192
271 | 114.402 | 28.6981 | 412.5156 | 0 | 863260 | 0.47204 | 0.6652
272 | 116.9488 | 30.0703 | 412.625 | 0.74032 | 836607 | 0.47217 | 0.66531
273 | 119.2299 | 28.9985 | 414.575 | 54.4554 | 821419 | 0.4744 | 0.6673
274 | 127.8029 | 26.0246 | 484.9023 | 206.9409 | 812156 | 0.55487 | 0.73476
275 | 128.8737 | 23.1666 | 466.1602 | 407.8018 | 784023 | 0.53343 | 0.71756
276 | 128.8006 | 20.8389 | 481.8719 | 562.9718 | 793548 | 0.5514 | 0.73201
277 | 121.9491 | 16.2028 | 446.6523 | 602.4877 | 797025 | 0.5111 | 0.69908
278 | 119.4406 | 16.8867 | 463.2869 | 560.4975 | 809791 | 0.53014 | 0.71488
279 | 122.7987 | 16.6075 | 461.0927 | 439.1691 | 788906 | 0.52763 | 0.71282
280 | 123.3532 | 16.4245 | 484.366 | 273.0518 | 803937 | 0.55426 | 0.73427
281 | 122.6557 | 17.4172 | 494.9066 | 105.548 | 791224 | 0.56632 | 0.74371
282 | 124.3712 | 18.2335 | 529.5921 | 8.1145 | 780954 | 0.60601 | 0.77366
283 | 125.1489 | 16.5318 | 532.6886 | 0.040894 | 794018 | 0.60955 | 0.77625
284 | 122.4479 | 15.9701 | 504.8488 | 0 | 780445 | 0.5777 | 0.75247
285 | 118.5509 | 18.2252 | 510.5373 | 0 | 787753 | 0.58421 | 0.75742
286 | 116.2802 | 0.97794 | 501.8656 | 0 | 848160 | 0.57428 | 0.74986
287 | 114.8588 | 1.1046 | 499.3681 | 0 | 895911 | 0.57143 | 0.74766
288 | 114.7704 | 2.3089 | 526.8116 | 0 | 861691 | 0.60283 | 0.77132
289 | 114.6316 | 3.6488 | 518.4553 | 0 | 842808 | 0.59327 | 0.76423
290 | 108.4488 | 4.8301 | 504.3109 | 0 | 733922 | 0.57708 | 0.752
291 | 108.4726 | 5.8498 | 493.6722 | 0 | 599466 | 0.56491 | 0.74262
292 | 108.4136 | 6.7334 | 495.5991 | 0 | 474719 | 0.56711 | 0.74433
293 | 108.286 | 7.5744 | 472.1663 | 0 | 540297 | 0.5403 | 0.72313
294 | 109.3719 | 8.0888 | 442.0354 | 0 | 853368 | 0.50582 | 0.69462
295 | 113.4458 | 26.5586 | 396.1066 | 0 | 875340 | 0.45326 | 0.64817
296 | 116.7636 | 27.7177 | 362.7639 | 1.2963 | 827490 | 0.41511 | 0.61198
297 | 121.0633 | 26.4736 | 308.0206 | 79.9435 | 828756 | 0.35247 | 0.54743
298 | 129.8303 | 23.8298 | 351.2316 | 315.8164 | 806631 | 0.40191 | 0.59893
299 | 131.3114 | 20.8304 | 402.2065 | 508.2702 | 792985 | 0.46024 | 0.65456
300 | 133.1428 | 18.4139 | 488.4074 | 567.8127 | 787270 | 0.55888 | 0.73791
301 | 125.5764 | 13.6661 | 604.1351 | 566.5513 | 833083 | 0.69131 | 0.83268
302 | 123.5288 | 14.211 | 634.9667 | 495.2988 | 822972 | 0.72659 | 0.85519
303 | 127.5701 | 13.8699 | 625.8238 | 427.6806 | 815255 | 0.71613 | 0.84862
304 | 126.8291 | 13.9226 | 633.6586 | 293.6392 | 802257 | 0.72509 | 0.85426
305 | 126.7761 | 14.5485 | 673.4799 | 114.6369 | 764208 | 0.77066 | 0.8819
306 | 127.373 | 15.4482 | 718.2925 | 8.6488 | 800618 | 0.82194 | 0.91117
307 | 126.8525 | 13.8074 | 762.6215 | 0.048971 | 779902 | 0.87267 | 0.93838
308 | 122.7435 | 13.659 | 754.0106 | 0 | 782006 | 0.86281 | 0.93323
309 | 119.7979 | 16.1168 | 733.4502 | 0 | 840627 | 0.83929 | 0.92067
310 | 116.6175 | 0.92301 | 706.7739 | 0 | 841462 | 0.80876 | 0.90383
311 | 115.3614 | 0.88944 | 675.1633 | 0 | 917484 | 0.77259 | 0.88303
312 | 116.0823 | 0.87257 | 653.61 | 0 | 901420 | 0.74792 | 0.86831
313 | 113.4578 | 1.9029 | 640.8806 | 0 | 840126 | 0.73336 | 0.85939
314 | 108.6591 | 3.792 | 599.932 | 0 | 747780 | 0.6865 | 0.82953
315 | 107.1524 | 5.637 | 629.5575 | 0 | 612647 | 0.7204 | 0.85132
316 | 107.0319 | 6.8773 | 620.1442 | 0 | 488668 | 0.70963 | 0.8445
317 | 106.9792 | 8.1237 | 659.1517 | 0 | 543508 | 0.75427 | 0.87214
318 | 107.2639 | 9.4211 | 661.1038 | 0 | 899679 | 0.7565 | 0.87348
319 | 108.0895 | 28.9049 | 664.4558 | 0 | 910235 | 0.76034 | 0.87578
320 | 109.0448 | 29.6101 | 671.2828 | 1.1167 | 828015 | 0.76815 | 0.88042
321 | 110.5683 | 27.593 | 686.2159 | 82.6076 | 821439 | 0.78524 | 0.89041
322 | 112.241 | 24.3351 | 703.3907 | 366.1161 | 816593 | 0.80489 | 0.90165
323 | 113.4372 | 21.5189 | 702.9264 | 673.9726 | 801186 | 0.80436 | 0.90134
324 | 114.8661 | 19.2357 | 711.5507 | 861.4324 | 807185 | 0.81423 | 0.90689
325 | 110.3079 | 14.8969 | 672.756 | 926.1541 | 841766 | 0.76983 | 0.88141
326 | 108.6643 | 15.8596 | 665.1813 | 944.5313 | 807690 | 0.76117 | 0.87627
327 | 108.324 | 15.1379 | 656.4727 | 853.4502 | 810629 | 0.7512 | 0.87029
328 | 107.629 | 15.1972 | 665.2997 | 623.6003 | 854435 | 0.7613 | 0.87635
329 | 108.5089 | 16.2527 | 681.8627 | 243.8878 | 802451 | 0.78025 | 0.88752
330 | 109.6251 | 17.2577 | 680.8454 | 16.8357 | 815939 | 0.77909 | 0.88684
331 | 110.9929 | 15.6905 | 659.3072 | 0.040606 | 836037 | 0.75444 | 0.87225
332 | 111.3666 | 15.1819 | 656.4716 | 0 | 815141 | 0.7512 | 0.87029
333 | 110.3947 | 17.5988 | 636.6465 | 0 | 870677 | 0.72851 | 0.85639
334 | 109.5811 | 1.0922 | 638.5252 | 0 | 904457 | 0.73066 | 0.85772
335 | 110.5505 | 0.82001 | 612.5924 | 0 | 931393 | 0.70099 | 0.83896
336 | 112.5568 | 1.2102 | 573.4467 | 0 | 892039 | 0.65619 | 0.80921
337 | 111.292 | 2.2317 | 546.3838 | 0 | 843949 | 0.62523 | 0.78756
338 | 107.5669 | 3.2873 | 531.6072 | 0 | 757916 | 0.60832 | 0.77535
339 | 105.3704 | 4.3671 | 488.5288 | 0 | 625813 | 0.55902 | 0.73802
340 | 103.2203 | 5.2413 | 486.4987 | 0 | 501685 | 0.5567 | 0.73619
341 | 103.6716 | 6.0582 | 472.4736 | 0 | 548258 | 0.54065 | 0.72342
342 | 104.0173 | 7.0224 | 463.0827 | 0 | 921030 | 0.5299 | 0.71469
343 | 104.2911 | 26.4158 | 448.2618 | 0 | 934276 | 0.51294 | 0.70063
344 | 104.3038 | 26.9328 | 441.6873 | 2.1361 | 867332 | 0.50542 | 0.69428
345 | 103.8844 | 24.7198 | 432.9447 | 136.1831 | 848057 | 0.49542 | 0.68572
346 | 102.9779 | 21.254 | 414.3916 | 547.9811 | 804404 | 0.47419 | 0.66711
347 | 102.2009 | 17.9909 | 380.5631 | 914.2946 | 797636 | 0.43548 | 0.63157
348 | 101.6142 | 15.2042 | 378.2311 | 1103.1095 | 821882 | 0.43281 | 0.62904
349 | 101.232 | 10.614 | 350.969 | 1174.8218 | 803708 | 0.40161 | 0.59863
350 | 101.0983 | 11.3706 | 320.3073 | 1147.2315 | 821758 | 0.36653 | 0.56251
351 | 99.3183 | 10.6572 | 317.6806 | 1010.2078 | 783131 | 0.36352 | 0.55932
352 | 98.7864 | 10.4432 | 315.3242 | 733.6844 | 799968 | 0.36082 | 0.55644
353 | 99.6229 | 11.4097 | 290.7495 | 290.7706 | 801980 | 0.3327 | 0.52561
354 | 99.2616 | 12.8719 | 286.5455 | 22.2816 | 811932 | 0.32789 | 0.52018
355 | 103.6296 | 11.4807 | 328.1355 | 0.036875 | 795353 | 0.37548 | 0.57193
356 | 105.1876 | 11.4626 | 335.6002 | 0 | 822275 | 0.38403 | 0.58079
357 | 104.8878 | 14.3058 | 365.5142 | 0 | 812733 | 0.41826 | 0.61505
358 | 103.9939 | 1.0823 | 368.9643 | 0 | 863757 | 0.4222 | 0.61888
359 | 105.1687 | 0.75955 | 352.1854 | 0 | 880719 | 0.403 | 0.60002
360 | 107.7002 | 0.67454 | 305.3849 | 0 | 929172 | 0.34945 | 0.54415
361 | 106.7242 | 0.70137 | 290.8904 | 0 | 832679 | 0.33287 | 0.52579
362 | 102.8736 | 2.117 | 301.4292 | 0 | 713431 | 0.34492 | 0.53919
363 | 102.1809 | 4.289 | 281.5004 | 0 | 598386 | 0.32212 | 0.51361
364 | 102.1524 | 5.8465 | 255.5942 | 0 | 519293 | 0.29248 | 0.47879
365 | 102.5959 | 7.2538 | 237.612 | 0 | 570586 | 0.2719 | 0.45351
366 | 104.2766 | 8.5221 | 251.2063 | 0 | 886007 | 0.28745 | 0.47271
367 | 108.6347 | 28.2221 | 256.8451 | 0 | 1045682 | 0.29391 | 0.48052
368 | 113.8424 | 28.8155 | 236.641 | 1.5466 | 1014130 | 0.27079 | 0.45212
369 | 119.9506 | 26.918 | 219.06 | 112.2086 | 821647 | 0.25067 | 0.4264
370 | 131.8476 | 23.6252 | 207.0876 | 460.561 | 810828 | 0.23697 | 0.40833
371 | 133.5252 | 20.8216 | 189.2612 | 824.1822 | 773484 | 0.21657 | 0.38054
372 | 133.0593 | 18.5154 | 152.4425 | 1047.3714 | 775196 | 0.17444 | 0.31952
373 | 126.3331 | 14.3159 | 139.2841 | 1126.1152 | 763114 | 0.15938 | 0.29644
374 | 123.0213 | 15.1314 | 137.8522 | 1100.175 | 781879 | 0.15774 | 0.29388
375 | 126.1824 | 14.5845 | 141.2925 | 978.8783 | 764967 | 0.16168 | 0.30001
376 | 126.5376 | 14.5332 | 124.5689 | 720.8564 | 778972 | 0.14254 | 0.26977
377 | 127.1302 | 15.4387 | 120.7973 | 293.1078 | 806633 | 0.13823 | 0.26278
378 | 129.0444 | 16.7175 | 112.0043 | 23.6718 | 763798 | 0.12817 | 0.24624
379 | 129.9623 | 15.3063 | 101.6476 | 0.041725 | 773727 | 0.11632 | 0.22631
380 | 126.8197 | 15.2791 | 104.572 | 0 | 777097 | 0.11966 | 0.23199
381 | 123.2611 | 18.1208 | 120.4779 | 0 | 854775 | 0.13786 | 0.26218
382 | 119.8036 | 1.1003 | 76.4063 | 0 | 881127 | 0.087432 | 0.17553
383 | 118.2556 | 1.0037 | 75.0218 | 0 | 900258 | 0.085847 | 0.17266
384 | 118.801 | 2.6943 | 56.0533 | 0 | 952169 | 0.064142 | 0.13218
385 | 116.9409 | 4.041 | 37.9102 | 0 | 903063 | 0.043381 | 0.091547
386 | 111.2601 | 5.3894 | 26.241 | 0 | 758840 | 0.030027 | 0.064365
387 | 110.6568 | 6.6287 | 33.2534 | 0 | 625114 | 0.038052 | 0.080802
388 | 110.0783 | 7.5995 | 27.956 | 0 | 510035 | 0.03199 | 0.068414
389 | 110.3198 | 8.6521 | 22.7682 | 0 | 565818 | 0.026054 | 0.05611
390 | 110.5682 | 9.6051 | 26.7128 | 0 | 929545 | 0.030567 | 0.065481
391 | 114.8053 | 28.977 | 32.441 | 0 | 1074495 | 0.037122 | 0.078913
392 | 119.8114 | 29.4076 | 29.1093 | 2.3788 | 1133259 | 0.03331 | 0.071126
393 | 124.581 | 27.1447 | 22.0667 | 110.6904 | 1085194 | 0.025251 | 0.054433
394 | 133.6104 | 23.571 | 26.2743 | 336.7327 | 940928 | 0.030066 | 0.064444
395 | 136.023 | 20.3556 | 18.9374 | 561.2218 | 899010 | 0.02167 | 0.046913
396 | 134.7972 | 17.7628 | 24.7103 | 673.817 | 878678 | 0.028276 | 0.060736
397 | 127.2881 | 13.2831 | 46.5278 | 720.7865 | 801490 | 0.053242 | 0.11109
398 | 123.8147 | 13.9485 | 50.7358 | 733.1735 | 804662 | 0.058057 | 0.12047
399 | 128.3828 | 13.3244 | 65.7988 | 622.9734 | 804748 | 0.075293 | 0.15322
400 | 127.3891 | 13.2148 | 90.6289 | 443.7433 | 809045 | 0.10371 | 0.20453
401 | 127.7363 | 14.1621 | 73.7311 | 200.142 | 837736 | 0.08437 | 0.16996
402 | 128.8216 | 15.3873 | 59.5352 | 20.1728 | 802672 | 0.068126 | 0.13975
403 | 129.4688 | 14.5951 | 60.1458 | 0.036424 | 836939 | 0.068825 | 0.14108
404 | 125.9906 | 14.9713 | 62.7465 | 0 | 872620 | 0.071801 | 0.14668
405 | 122.0795 | 18.2911 | 104.9196 | 0 | 915173 | 0.12006 | 0.23266
406 | 118.4447 | 1.1098 | 146.9566 | 0 | 1028129 | 0.16816 | 0.30998
407 | 117.376 | 1.442 | 179.1774 | 0 | 1118247 | 0.20503 | 0.36433
408 | 117.2585 | 4.1744 | 218.3455 | 0 | 1053951 | 0.24985 | 0.42534
409 | 114.1058 | 6.5375 | 272.1746 | 0 | 909789 | 0.31145 | 0.50129
410 | 109.0205 | 9.1233 | 312.7445 | 0 | 747830 | 0.35787 | 0.55327
411 | 109.1232 | 11.3948 | 363.7451 | 0 | 580315 | 0.41623 | 0.61307
412 | 107.7867 | 13.0249 | 429.1045 | 0 | 475527 | 0.49102 | 0.68192
413 | 107.4168 | 14.5786 | 464.295 | 0 | 533162 | 0.53129 | 0.71582
414 | 109.8993 | 15.8947 | 447.9954 | 0 | 858703 | 0.51264 | 0.70037
415 | 111.693 | 35.4503 | 435.0966 | 0 | 900144 | 0.49788 | 0.68784
416 | 114.6726 | 35.9515 | 376.8865 | 0.94252 | 857313 | 0.43127 | 0.62758
417 | 121.1084 | 33.9914 | 324.9788 | 81.5991 | 817640 | 0.37187 | 0.56815
418 | 130.3024 | 30.91 | 298.8212 | 312.4314 | 786459 | 0.34194 | 0.5359
419 | 131.4571 | 28.0923 | 263.7557 | 563.7256 | 806329 | 0.30181 | 0.48996
420 | 130.777 | 25.7467 | 237.6534 | 692.9371 | 790166 | 0.27195 | 0.45357
421 | 124.0203 | 21.744 | 197.5217 | 662.9952 | 801219 | 0.22602 | 0.39355
422 | 122.0929 | 22.6406 | 168.9221 | 562.1499 | 821912 | 0.1933 | 0.34746
423 | 127.02 | 22.1098 | 194.5004 | 403.6609 | 823043 | 0.22257 | 0.38882
424 | 127.6271 | 21.9547 | 253.5203 | 242.9825 | 826696 | 0.2901 | 0.47592
425 | 127.7921 | 22.6891 | 320.5389 | 105.2962 | 762144 | 0.36679 | 0.56279
426 | 128.1331 | 23.8353 | 327.6947 | 12.2913 | 785334 | 0.37498 | 0.57141
427 | 126.5602 | 22.614 | 339.2801 | 0.038378 | 776681 | 0.38824 | 0.58511
428 | 124.1304 | 22.6625 | 300.9363 | 0 | 798214 | 0.34436 | 0.53857
429 | 120.4046 | 25.4611 | 275.987 | 0 | 802889 | 0.31581 | 0.50635
430 | 117.132 | 6.5551 | 276.5069 | 0 | 873593 | 0.31641 | 0.50704
431 | 115.3927 | 8.4551 | 220.0198 | 0 | 893380 | 0.25177 | 0.42783
432 | 116.7598 | 10.8701 | 212.354 | 0 | 846640 | 0.243 | 0.41634
433 | 115.0264 | 11.9924 | 211.6398 | 0 | 859376 | 0.24218 | 0.41526
434 | 108.6294 | 13.3734 | 178.1367 | 0 | 748047 | 0.20384 | 0.36263
435 | 108.6876 | 14.5572 | 145.4967 | 0 | 594708 | 0.16649 | 0.30742
436 | 108.0476 | 15.4183 | 130.5419 | 0 | 483753 | 0.14938 | 0.2807
437 | 107.9075 | 16.3379 | 117.3628 | 0 | 542528 | 0.1343 | 0.25636
438 | 109.3288 | 16.7783 | 121.3117 | 0 | 903838 | 0.13882 | 0.26374
439 | 112.8657 | 35.134 | 115.925 | 0 | 889320 | 0.13265 | 0.25366
440 | 117.2834 | 36.2904 | 105.6962 | 1.3763 | 840541 | 0.12095 | 0.23416
441 | 122.3103 | 34.7 | 70.7824 | 78.06 | 810358 | 0.080996 | 0.16378
442 | 131.4359 | 31.4456 | 89.2474 | 300.6175 | 779344 | 0.10213 | 0.20176
443 | 131.8507 | 28.0888 | 64.8527 | 593.7743 | 793928 | 0.074211 | 0.1512
444 | 130.465 | 25.4294 | 58.5117 | 794.99 | 773610 | 0.066955 | 0.13753
445 | 123.3873 | 20.7666 | 43.9935 | 867.1957 | 788463 | 0.050342 | 0.10539
446 | 120.3609 | 21.3822 | 76.5672 | 851.7235 | 789944 | 0.087616 | 0.17587
447 | 125.4497 | 20.7871 | 145.515 | 777.7986 | 807553 | 0.16651 | 0.30746
448 | 124.3377 | 20.513 | 130.3284 | 555.548 | 818553 | 0.14913 | 0.28032
449 | 124.7259 | 21.6888 | 117.1757 | 232.6045 | 793499 | 0.13408 | 0.25601
450 | 125.4934 | 22.8959 | 106.1079 | 23.5325 | 772868 | 0.12142 | 0.23495
451 | 126.6312 | 21.4377 | 140.1988 | 0.032542 | 757600 | 0.16043 | 0.29806
452 | 123.9973 | 20.8032 | 176.3431 | 0 | 767474 | 0.20179 | 0.35971
453 | 119.6412 | 23.1683 | 209.2451 | 0 | 803247 | 0.23944 | 0.41162
454 | 115.2498 | 4.2459 | 177.4281 | 0 | 815816 | 0.20303 | 0.36148
455 | 113.798 | 6.101 | 152.8378 | 0 | 876603 | 0.17489 | 0.3202
456 | 114.5019 | 8.0486 | 204.5525 | 0 | 896049 | 0.23407 | 0.40445
457 | 112.1044 | 9.6124 | 282.3621 | 0 | 846057 | 0.32311 | 0.51474
458 | 107.7962 | 11.2205 | 371.4944 | 0 | 737345 | 0.4251 | 0.62167
459 | 107.658 | 12.6048 | 518.0584 | 0 | 613743 | 0.59281 | 0.76389
460 | 105.3662 | 13.6617 | 526.4696 | 0 | 489900 | 0.60244 | 0.77103
461 | 106.3407 | 14.83 | 461.7151 | 0 | 566075 | 0.52834 | 0.71341
462 | 108.0928 | 15.3255 | 467.7721 | 0 | 917478 | 0.53527 | 0.71906
463 | 111.3758 | 33.8433 | 474.3179 | 0 | 929345 | 0.54276 | 0.72511
464 | 116.9263 | 34.8737 | 504.4288 | 0.3166 | 858667 | 0.57722 | 0.7521
465 | 120.6521 | 33.4568 | 566.8844 | 17.1355 | 821296 | 0.64868 | 0.80404
466 | 128.5719 | 30.7138 | 658.8675 | 73.7997 | 765563 | 0.75394 | 0.87194
467 | 131.9331 | 27.8394 | 671.2866 | 151.1898 | 750389 | 0.76815 | 0.88042
468 | 133.2408 | 25.2814 | 691.6334 | 289.7077 | 815521 | 0.79143 | 0.89398
469 | 128.1071 | 20.5022 | 651.1994 | 318.6902 | 781088 | 0.74517 | 0.86663
470 | 124.9522 | 21.0899 | 591.8491 | 372.0721 | 784101 | 0.67725 | 0.82342
471 | 129.4843 | 20.6566 | 561.0754 | 325.4453 | 763732 | 0.64204 | 0.79943
472 | 127.6401 | 20.65 | 573.866 | 248.5283 | 789309 | 0.65667 | 0.80954
473 | 128.0775 | 21.1301 | 571.1175 | 109.8662 | 795635 | 0.65353 | 0.80738
474 | 128.4178 | 22.2951 | 569.8277 | 12.2832 | 798162 | 0.65205 | 0.80637
475 | 127.3019 | 20.944 | 553.9039 | 0.038557 | 799089 | 0.63383 | 0.79367
476 | 123.9017 | 20.8656 | 548.9417 | 0 | 792903 | 0.62815 | 0.78965
477 | 120.856 | 23.3447 | 565.6356 | 0 | 823177 | 0.64726 | 0.80306
478 | 117.4147 | 4.4941 | 511.2765 | 0 | 869883 | 0.58505 | 0.75806
479 | 116.0706 | 6.726 | 468.229 | 0 | 902867 | 0.53579 | 0.71949
480 | 116.5593 | 8.8763 | 455.2256 | 0 | 880974 | 0.52091 | 0.70728
481 | 115.1337 | 10.5562 | 406.3746 | 0 | 890113 | 0.46501 | 0.65889
482 | 109.901 | 12.1824 | 368.166 | 0 | 795698 | 0.42129 | 0.61799
483 | 105.8825 | 13.6154 | 332.3879 | 0 | 645683 | 0.38035 | 0.57699
484 | 106.3187 | 14.8329 | 278.1996 | 0 | 510983 | 0.31834 | 0.50928
485 | 107.149 | 15.8615 | 289.4734 | 0 | 564593 | 0.33124 | 0.52397
486 | 107.4768 | 16.9559 | 254.0818 | 0 | 939172 | 0.29075 | 0.4767
487 | 108.6193 | 36.1674 | 213.5125 | 0 | 1005678 | 0.24432 | 0.41809
488 | 110.0637 | 36.6631 | 206.9416 | 2.002 | 869531 | 0.2368 | 0.40811
489 | 111.1717 | 34.6434 | 254.3018 | 74.788 | 854849 | 0.291 | 0.47701
490 | 113.276 | 31.4239 | 329.0808 | 256.2723 | 788612 | 0.37657 | 0.57306
491 | 114.4073 | 28.8476 | 350.3618 | 412.1946 | 828578 | 0.40092 | 0.59793
492 | 114.9458 | 26.1623 | 346.0413 | 527.4092 | 809092 | 0.39597 | 0.59297
493 | 111.8239 | 21.8513 | 325.9516 | 514.0181 | 792443 | 0.37299 | 0.56932
494 | 109.0925 | 22.4394 | 328.5814 | 466.1612 | 805464 | 0.37599 | 0.57247
495 | 111.7171 | 21.7907 | 346.8501 | 418.0077 | 813306 | 0.3969 | 0.5939
496 | 110.0757 | 21.6521 | 352.6042 | 323.4591 | 814278 | 0.40348 | 0.6005
497 | 109.7098 | 22.5583 | 353.8931 | 144.3912 | 827895 | 0.40496 | 0.60197
498 | 109.1416 | 23.6049 | 341.9152 | 14.4073 | 809851 | 0.39125 | 0.58818
499 | 110.0651 | 22.4451 | 337.5521 | 0.033738 | 816749 | 0.38626 | 0.58308
500 | 109.9481 | 22.4604 | 360.9486 | 0 | 813082 | 0.41303 | 0.60994
501 | 108.5157 | 25.2988 | 408.9925 | 0 | 881081 | 0.46801 | 0.66159
502 | 106.7076 | 6.3498 | 400.551 | 0 | 868568 | 0.45835 | 0.65283
503 | 106.9295 | 8.1737 | 476.2578 | 0 | 913306 | 0.54498 | 0.72689
504 | 109.2802 | 10.5176 | 475.2815 | 0 | 899656 | 0.54386 | 0.726
505 | 108.7593 | 12.1715 | 533.3674 | 0 | 901795 | 0.61033 | 0.77682
506 | 103.3699 | 14.087 | 552.1244 | 0 | 795730 | 0.63179 | 0.79223
507 | 100.6632 | 15.854 | 598.4244 | 0 | 670369 | 0.68478 | 0.8284
508 | 99.093 | 17.1048 | 656.5535 | 0 | 520373 | 0.75129 | 0.87035
509 | 98.1699 | 18.3819 | 704.2672 | 0 | 584545 | 0.80589 | 0.90221
510 | 97.9838 | 19.6946 | 751.6173 | 0 | 957186 | 0.86007 | 0.93178
511 | 98.5054 | 39.1065 | 757.0819 | 0 | 993295 | 0.86633 | 0.93507
512 | 99.4156 | 39.8457 | 736.1043 | 1.2195 | 907065 | 0.84232 | 0.92231
513 | 100.0645 | 38.0904 | 715.5858 | 61.4472 | 862328 | 0.81884 | 0.90946
514 | 100.0114 | 35.2565 | 739.5216 | 244.9585 | 844421 | 0.84623 | 0.92441
515 | 100.3683 | 32.7116 | 761.1428 | 397.404 | 811626 | 0.87097 | 0.9375
516 | 101.3959 | 30.735 | 758.4717 | 540.0628 | 794451 | 0.86792 | 0.93591
517 | 99.3772 | 26.9899 | 740.1202 | 633.4901 | 772297 | 0.84692 | 0.92478
518 | 100.1809 | 27.7741 | 711.5726 | 652.4715 | 802132 | 0.81425 | 0.9069
519 | 101.011 | 27.3996 | 707.0693 | 597.2517 | 803229 | 0.8091 | 0.90402
520 | 100.3463 | 27.4641 | 685.2199 | 425.603 | 773180 | 0.7841 | 0.88975
521 | 99.8643 | 28.1603 | 691.6905 | 189.126 | 798138 | 0.7915 | 0.89402
522 | 101.9912 | 29.1001 | 659.8352 | 18.098 | 803525 | 0.75505 | 0.87261
523 | 105.9263 | 27.4292 | 644.018 | 0.034229 | 786844 | 0.73695 | 0.8616
524 | 106.643 | 26.873 | 671.9264 | 0 | 817180 | 0.76888 | 0.88085
525 | 104.6963 | 29.2344 | 668.0085 | 0 | 802502 | 0.7644 | 0.8782
526 | 102.9522 | 9.9525 | 659.4046 | 0 | 872343 | 0.75455 | 0.87231
527 | 104.7135 | 11.3315 | 658.0405 | 0 | 917743 | 0.75299 | 0.87137
528 | 107.1947 | 13.2339 | 646.4893 | 0 | 909533 | 0.73978 | 0.86334
529 | 105.4853 | 13.7308 | 634.939 | 0 | 870477 | 0.72656 | 0.85517
530 | 100.9085 | 14.2113 | 627.415 | 0 | 756101 | 0.71795 | 0.84977
531 | 100.9488 | 14.5302 | 590.4446 | 0 | 659537 | 0.67564 | 0.82235
532 | 101.1451 | 15.0328 | 545.0897 | 0 | 553336 | 0.62374 | 0.7865
533 | 101.5687 | 15.5532 | 502.3987 | 0 | 597323 | 0.57489 | 0.75033
534 | 104.6199 | 16.3172 | 499.8459 | 0 | 953840 | 0.57197 | 0.74808
535 | 108.9326 | 35.2439 | 474.5318 | 0 | 1105178 | 0.54301 | 0.72531
536 | 113.4043 | 35.8034 | 459.3219 | 1.55 | 1053924 | 0.5256 | 0.71116
537 | 121.4903 | 32.9281 | 434.2251 | 72.944 | 868464 | 0.49688 | 0.68698
538 | 133.9169 | 28.7412 | 441.6804 | 294.2198 | 804832 | 0.50541 | 0.69427
539 | 137.2006 | 24.9315 | 414.6047 | 522.4442 | 794030 | 0.47443 | 0.66733
540 | 138.0422 | 21.6942 | 430.4919 | 705.4181 | 792802 | 0.49261 | 0.68329
541 | 130.7813 | 17.0137 | 416.4048 | 771.7763 | 786619 | 0.47649 | 0.66916
542 | 127.1918 | 17.3867 | 414.8925 | 770.1377 | 791802 | 0.47476 | 0.66763
543 | 131.318 | 16.6744 | 414.8918 | 708.0197 | 783643 | 0.47476 | 0.66762
544 | 130.3533 | 16.5903 | 479.7331 | 534.9144 | 784422 | 0.54896 | 0.73007
545 | 130.955 | 17.903 | 517.2725 | 226.7046 | 776570 | 0.59191 | 0.76322
546 | 132.41 | 19.8235 | 519.2247 | 21.9045 | 768242 | 0.59415 | 0.76488
547 | 132.7237 | 18.3627 | 540.5038 | 0.029962 | 744502 | 0.6185 | 0.78274
548 | 129.2139 | 18.1813 | 540.7929 | 0 | 774410 | 0.61883 | 0.78297
549 | 124.4055 | 20.7277 | 521.3256 | 0 | 801412 | 0.59655 | 0.76667
550 | 121.137 | 1.588 | 457.848 | 0 | 919737 | 0.52391 | 0.70976
551 | 118.4137 | 2.9031 | 429.911 | 0 | 1020511 | 0.49195 | 0.68272
552 | 119.1575 | 5.0376 | 438.6157 | 0 | 991808 | 0.50191 | 0.69129
553 | 117.9069 | 6.9549 | 435.2081 | 0 | 932613 | 0.49801 | 0.68795
554 | 113.4308 | 8.9519 | 464.3254 | 0 | 801283 | 0.53133 | 0.71585
555 | 113.1129 | 10.8737 | 502.9433 | 0 | 633491 | 0.57552 | 0.7508
556 | 111.8206 | 12.3118 | 534.8291 | 0 | 498591 | 0.612 | 0.77803
557 | 111.4012 | 13.4996 | 499.3097 | 0 | 556355 | 0.57136 | 0.74761
558 | 113.4157 | 14.7317 | 477.9002 | 0 | 919099 | 0.54686 | 0.7284
559 | 116.5761 | 34.1206 | 461.5098 | 0 | 1099238 | 0.5281 | 0.71321
560 | 120.8484 | 34.7555 | 425.71 | 2.177 | 1207389 | 0.48714 | 0.67854
561 | 125.2399 | 32.3829 | 406.2305 | 110.6844 | 1100452 | 0.46485 | 0.65874
562 | 133.7307 | 28.9104 | 410.4893 | 450.4487 | 970148 | 0.46972 | 0.66312
563 | 136.5648 | 25.7796 | 370.5452 | 763.7261 | 895293 | 0.42401 | 0.62062
564 | 135.2632 | 23.1424 | 343.0077 | 937.3789 | 939043 | 0.3925 | 0.58945
565 | 127.6407 | 18.7268 | 278.8181 | 994.6183 | 840057 | 0.31905 | 0.51009
566 | 124.8929 | 19.3702 | 231.4926 | 987.9942 | 785205 | 0.2649 | 0.44469
567 | 128.0288 | 18.6574 | 240.2209 | 874.6852 | 794186 | 0.27488 | 0.45724
568 | 126.8988 | 18.4983 | 233.7325 | 649.5685 | 783938 | 0.26746 | 0.44793
569 | 127.9832 | 19.5681 | 230.0031 | 295.0828 | 828040 | 0.26319 | 0.44252
570 | 129.7944 | 21.1127 | 264.0296 | 31.6848 | 817346 | 0.30213 | 0.49033
571 | 129.8826 | 19.7734 | 305.1118 | 0.038817 | 839222 | 0.34914 | 0.54381
572 | 127.8978 | 19.4526 | 335.8909 | 0 | 952494 | 0.38436 | 0.58113
573 | 124.1854 | 21.9932 | 349.7022 | 0 | 989637 | 0.40016 | 0.59718
574 | 119.9465 | 2.6041 | 343.6268 | 0 | 1046843 | 0.39321 | 0.59017
575 | 118.2479 | 4.2248 | 348.6919 | 0 | 1140372 | 0.39901 | 0.59602
576 | 118.0725 | 6.3115 | 338.5316 | 0 | 1073738 | 0.38738 | 0.58423
577 | 115.8565 | 7.5381 | 352.4382 | 0 | 973076 | 0.40329 | 0.60031
578 | 111.0327 | 8.7561 | 346.6724 | 0 | 771038 | 0.3967 | 0.59369
579 | 107.374 | 9.792 | 354.4415 | 0 | 611788 | 0.40559 | 0.60259
580 | 106.801 | 10.8269 | 349.0967 | 0 | 509273 | 0.39947 | 0.59648
581 | 107.5144 | 11.6065 | 330.5819 | 0 | 538076 | 0.37828 | 0.57485
582 | 108.902 | 12.6567 | 332.3719 | 0 | 936780 | 0.38033 | 0.57698
583 | 112.7426 | 31.7589 | 343.6458 | 0 | 946268 | 0.39323 | 0.59019
584 | 117.7391 | 32.3605 | 342.3126 | 3.4598 | 875994 | 0.39171 | 0.58865
585 | 123.5753 | 30.0114 | 313.1744 | 141.9463 | 827203 | 0.35836 | 0.5538
586 | 132.4098 | 26.3157 | 323.9141 | 520.5059 | 775270 | 0.37065 | 0.56687
587 | 132.7635 | 22.9874 | 296.2002 | 845.3628 | 810482 | 0.33894 | 0.53258
588 | 132.7383 | 20.1354 | 280.3486 | 1025.4843 | 811075 | 0.3208 | 0.5121
589 | 124.1987 | 15.5128 | 258.7619 | 1127.706 | 860867 | 0.2961 | 0.48315
590 | 121.9308 | 16.0446 | 212.1635 | 1107.1852 | 819185 | 0.24278 | 0.41605
591 | 125.4464 | 15.3539 | 193.4503 | 997.2478 | 772288 | 0.22136 | 0.38717
592 | 123.6219 | 15.2723 | 177.7246 | 761.5908 | 805568 | 0.20337 | 0.36196
593 | 124.4885 | 16.3654 | 200.347 | 361.4922 | 820725 | 0.22926 | 0.39795
594 | 125.4048 | 17.9533 | 258.315 | 42.4014 | 794928 | 0.29559 | 0.48254
595 | 126.162 | 16.111 | 291.5613 | 0.031535 | 833256 | 0.33363 | 0.52665
596 | 123.6393 | 15.6628 | 284.8096 | 0 | 816984 | 0.32591 | 0.51793
597 | 119.8421 | 17.9626 | 318.9411 | 0 | 844018 | 0.36496 | 0.56085
598 | 116.997 | 1.0983 | 321.069 | 0 | 865619 | 0.3674 | 0.56343
599 | 114.3816 | 0.84841 | 320.9906 | 0 | 957364 | 0.36731 | 0.56334
600 | 116.2621 | 1.2101 | 327.5616 | 0 | 909365 | 0.37483 | 0.57125
601 | 115.5016 | 2.4121 | 322.0289 | 0 | 910688 | 0.3685 | 0.5646
602 | 110.16 | 3.7308 | 317.7236 | 0 | 803280 | 0.36357 | 0.55937
603 | 107.7562 | 4.756 | 317.5036 | 0 | 656314 | 0.36332 | 0.5591
604 | 108.2892 | 5.6461 | 298.2178 | 0 | 510918 | 0.34125 | 0.53514
605 | 109.0469 | 6.6232 | 280.1004 | 0 | 580609 | 0.32052 | 0.51178
606 | 110.3741 | 7.1895 | 296.8047 | 0 | 937772 | 0.33963 | 0.53334
607 | 112.7314 | 25.8625 | 374.5015 | 0 | 961844 | 0.42854 | 0.62497
608 | 116.4646 | 27.1591 | 399.4127 | 4.4703 | 847124 | 0.45705 | 0.65164
609 | 121.5494 | 25.6943 | 364.7124 | 162.68 | 816753 | 0.41734 | 0.61415
610 | 127.7529 | 22.5334 | 359.7852 | 566.2517 | 754260 | 0.4117 | 0.60863
611 | 128.9559 | 19.4848 | 358.9365 | 821.9585 | 742783 | 0.41073 | 0.60768
612 | 128.3182 | 16.8096 | 324.6677 | 999.2389 | 746958 | 0.37152 | 0.56778
613 | 119.7834 | 11.8825 | 306.3337 | 1021.9519 | 806219 | 0.35054 | 0.54533
614 | 115.9712 | 12.3487 | 303.0856 | 942.1313 | 855286 | 0.34682 | 0.54127
615 | 117.5486 | 11.6879 | 315.8655 | 828.6397 | 769922 | 0.36144 | 0.5571
616 | 112.9599 | 11.3754 | 283.7618 | 611.466 | 805488 | 0.32471 | 0.51657
617 | 110.5087 | 12.324 | 276.0707 | 272.8885 | 826259 | 0.31591 | 0.50647
618 | 107.7877 | 13.5923 | 283.3427 | 32.2298 | 809755 | 0.32423 | 0.51602
619 | 109.3625 | 12.2545 | 316.1157 | 0.038946 | 800855 | 0.36173 | 0.55741
620 | 108.3422 | 11.8479 | 370.9909 | 0 | 793769 | 0.42452 | 0.62111
621 | 106.6228 | 14.6081 | 404.3494 | 0 | 826743 | 0.4627 | 0.65679
622 | 104.5377 | 0.95019 | 372.8802 | 0 | 851242 | 0.42669 | 0.62319
623 | 104.4279 | 0.84282 | 403.8266 | 0 | 929563 | 0.4621 | 0.65625
624 | 106.2254 | 0.68931 | 442.8813 | 0 | 896827 | 0.50679 | 0.69544
625 | 104.9852 | 1.0605 | 434.9048 | 0 | 893731 | 0.49766 | 0.68765
626 | 101.0403 | 3.0005 | 431.4303 | 0 | 782760 | 0.49368 | 0.68422
627 | 98.5297 | 4.8769 | 462.4822 | 0 | 651441 | 0.52922 | 0.71413
628 | 97.2835 | 6.2472 | 501.7724 | 0 | 515677 | 0.57418 | 0.74978
629 | 95.2693 | 7.4664 | 508.5001 | 0 | 577822 | 0.58188 | 0.75565
630 | 94.9111 | 8.3073 | 518.2452 | 0 | 919500 | 0.59303 | 0.76405
631 | 94.6592 | 27.0809 | 490.3124 | 0 | 971421 | 0.56106 | 0.73962
632 | 95.7586 | 28.2736 | 521.1512 | 0.71627 | 839746 | 0.59635 | 0.76653
633 | 93.8457 | 26.9838 | 548.1149 | 68.9339 | 841381 | 0.62721 | 0.78898
634 | 93.5808 | 24.5626 | 587.8488 | 318.0859 | 798560 | 0.67267 | 0.82036
635 | 92.1144 | 22.1512 | 598.2141 | 741.2396 | 804700 | 0.68453 | 0.82824
636 | 91.2503 | 20.4067 | 600.4874 | 1076.2986 | 772432 | 0.68714 | 0.82995
637 | 90.0882 | 16.1273 | 520.7454 | 1191.6506 | 792602 | 0.59589 | 0.76618
638 | 88.6564 | 16.7531 | 465.3112 | 1190.0805 | 781283 | 0.53245 | 0.71677
639 | 88.7544 | 16.1124 | 463.4844 | 1079.4246 | 797567 | 0.53036 | 0.71507
640 | 88.1216 | 15.7621 | 467.3736 | 841.888 | 805685 | 0.53481 | 0.71869
641 | 88.741 | 16.1268 | 475.0302 | 417.6063 | 785724 | 0.54358 | 0.72577
642 | 88.2395 | 17.0202 | 502.767 | 49.4625 | 794493 | 0.57531 | 0.75065
643 | 91.0836 | 15.8453 | 557.811 | 0.05168 | 823427 | 0.6383 | 0.79682
644 | 92.7774 | 16.0941 | 516.8935 | 0 | 776691 | 0.59148 | 0.76289
645 | 92.7257 | 18.753 | 476.7202 | 0 | 795871 | 0.54551 | 0.72732
646 | 92.5329 | 1.0279 | 382.206 | 0 | 866859 | 0.43736 | 0.63335
647 | 95.9446 | 2.2698 | 301.1647 | 0 | 938559 | 0.34462 | 0.53886
648 | 99.2601 | 4.7053 | 321.0892 | 0 | 902816 | 0.36742 | 0.56346
649 | 98.9825 | 6.4627 | 328.0376 | 0 | 846934 | 0.37537 | 0.57182
650 | 94.3898 | 8.2258 | 335.2198 | 0 | 763750 | 0.38359 | 0.58034
651 | 91.1217 | 9.8586 | 325.4607 | 0 | 654762 | 0.37242 | 0.56873
652 | 88.9116 | 11.0657 | 237.9443 | 0 | 510765 | 0.27228 | 0.45398
653 | 88.2772 | 12.064 | 145.4116 | 0 | 576329 | 0.16639 | 0.30727
654 | 88.8568 | 13.208 | 107.6371 | 0 | 937068 | 0.12317 | 0.2379
655 | 90.3611 | 32.4837 | 65.6871 | 0 | 968420 | 0.075166 | 0.15298
656 | 91.2099 | 32.9876 | 43.6762 | 5.5845 | 850823 | 0.049979 | 0.10467
657 | 89.3226 | 31.0131 | 38.021 | 183.5338 | 846677 | 0.043507 | 0.091801
658 | 82.1247 | 27.6347 | 53.9947 | 620.8697 | 791525 | 0.061786 | 0.12766
659 | 78.3571 | 24.6729 | 41.0664 | 950.2706 | 764193 | 0.046992 | 0.098755
660 | 78.7038 | 21.988 | 31.3968 | 1094.923 | 744529 | 0.035927 | 0.07648
661 | 78.0559 | 17.9287 | 4.2258 | 1142.45 | 745477 | 0.0048356 | 0.010683
662 | 78.4749 | 18.893 | 8.7963 | 1110.5393 | 767677 | 0.010066 | 0.022096
663 | 78.8294 | 18.1846 | 11.9139 | 963.1374 | 738734 | 0.013633 | 0.029799
664 | 79.3389 | 18.0251 | 17.7404 | 620.3446 | 769140 | 0.0203 | 0.04402
665 | 81.1686 | 18.7428 | 20.6804 | 226.4488 | 780883 | 0.023665 | 0.05111
666 | 83.7485 | 19.9477 | 16.1903 | 32.9479 | 776426 | 0.018526 | 0.040258
667 | 85.3998 | 19.0702 | 40.5512 | 0.047434 | 783669 | 0.046403 | 0.097583
668 | 86.54 | 19.2106 | 62.1468 | 0 | 808127 | 0.071114 | 0.14539
669 | 86.4323 | 22.4147 | 67.1176 | 0 | 805984 | 0.076802 | 0.15603
670 | 86.9407 | 3.6195 | 80.3429 | 0 | 845255 | 0.091936 | 0.18366
671 | 90.013 | 5.8805 | 109.085 | 0 | 918650 | 0.12483 | 0.24067
672 | 93.8939 | 8.4497 | 125.6428 | 0 | 928465 | 0.14377 | 0.27174
673 | 93.2819 | 10.4079 | 139.288 | 0 | 849149 | 0.15939 | 0.29644
674 | 88.5383 | 12.4273 | 136.6094 | 0 | 782285 | 0.15632 | 0.29166
675 | 86.6712 | 14.27 | 151.1303 | 0 | 650103 | 0.17294 | 0.31725
676 | 84.577 | 15.5232 | 163.132 | 0 | 518918 | 0.18667 | 0.33776
677 | 84.4801 | 16.8868 | 165.5934 | 0 | 580304 | 0.18949 | 0.3419
678 | 84.5342 | 18.1816 | 170.3358 | 0 | 943687 | 0.19491 | 0.34981
679 | 84.905 | 37.45 | 183.9796 | 0 | 950344 | 0.21053 | 0.37209
680 | 84.9558 | 37.9626 | 175.2664 | 0.1283 | 837127 | 0.20056 | 0.35794
681 | 84.2008 | 36.0193 | 142.1993 | 9.2638 | 858194 | 0.16272 | 0.30161
682 | 85.5329 | 32.9564 | 124.0056 | 44.5651 | 814765 | 0.1419 | 0.26873
683 | 87.7481 | 30.3024 | 108.8423 | 84.9762 | 797212 | 0.12455 | 0.24021
684 | 89.5023 | 27.9892 | 61.731 | 112.5547 | 777038 | 0.070639 | 0.1445
685 | 89.405 | 23.7163 | 40.5966 | 117.1744 | 781128 | 0.046455 | 0.097686
686 | 91.3325 | 24.3259 | 27.0301 | 143.617 | 784334 | 0.03093 | 0.066231
687 | 92.6105 | 23.7272 | 26.889 | 139.778 | 780576 | 0.030769 | 0.065897
688 | 93.5703 | 23.5509 | 16.285 | 106.314 | 753929 | 0.018635 | 0.040489
689 | 93.6895 | 24.4226 | 21.3983 | 42.9059 | 787026 | 0.024486 | 0.052832
690 | 94.1866 | 25.4085 | 28.851 | 4.1715 | 772771 | 0.033014 | 0.070519
691 | 96.458 | 23.9006 | 50.2567 | 0.040478 | 780723 | 0.057509 | 0.1194
692 | 94.4314 | 23.4472 | 70.2312 | 0 | 790539 | 0.080365 | 0.16262
693 | 93.9318 | 25.9707 | 108.2249 | 0 | 798542 | 0.12384 | 0.23902
694 | 93.268 | 6.562 | 154.5775 | 0 | 859026 | 0.17688 | 0.3232
695 | 95.1534 | 8.1442 | 210.6969 | 0 | 876291 | 0.2411 | 0.41383
696 | 97.7912 | 9.9762 | 346.8914 | 0 | 876070 | 0.39695 | 0.59395
697 | 96.8474 | 10.9314 | 450.7531 | 0 | 846503 | 0.5158 | 0.70302
698 | 91.2576 | 11.7998 | 499.7517 | 0 | 745038 | 0.57186 | 0.748
699 | 90.2576 | 12.6193 | 540.1581 | 0 | 640798 | 0.6181 | 0.78245
700 | 90.4638 | 13.463 | 611.6051 | 0 | 550113 | 0.69986 | 0.83823
701 | 89.6133 | 14.17 | 659.8103 | 0 | 589298 | 0.75502 | 0.87259
702 | 90.6871 | 15.1855 | 697.0738 | 0 | 946606 | 0.79766 | 0.89754
703 | 90.2333 | 34.1532 | 706.9578 | 0 | 1108827 | 0.80897 | 0.90394
704 | 90.9734 | 34.7817 | 711.0514 | 1.2794 | 1010801 | 0.81365 | 0.90657
705 | 90.9779 | 32.3466 | 699.7073 | 63.1172 | 846635 | 0.80067 | 0.89926
706 | 91.558 | 28.7476 | 673.4965 | 249.713 | 793346 | 0.77068 | 0.88191
707 | 93.5018 | 25.2692 | 639.093 | 481.271 | 798481 | 0.73131 | 0.85812
708 | 93.2484 | 22.317 | 644.6903 | 681.2265 | 808269 | 0.73772 | 0.86208
709 | 92.5038 | 17.8718 | 587.2782 | 832.5368 | 774336 | 0.67202 | 0.81993
710 | 92.2273 | 18.9396 | 532.8609 | 867.3262 | 763366 | 0.60975 | 0.77639
711 | 91.9987 | 18.2161 | 511.9493 | 812.0229 | 774761 | 0.58582 | 0.75864
712 | 91.6666 | 17.9606 | 477.4425 | 653.3436 | 781959 | 0.54634 | 0.72798
713 | 92.883 | 18.9195 | 458.9907 | 326.1043 | 774964 | 0.52522 | 0.71084
714 | 95.8707 | 20.2891 | 438.6638 | 44.9231 | 740420 | 0.50196 | 0.69133
715 | 100.5227 | 18.7101 | 434.5476 | 0.046631 | 753178 | 0.49725 | 0.6873
716 | 102.4709 | 18.2482 | 417.9829 | 0 | 750580 | 0.4783 | 0.67076
717 | 102.2026 | 20.803 | 387.861 | 0 | 773867 | 0.44383 | 0.63942
718 | 101.3171 | 1.5389 | 343.5277 | 0 | 898628 | 0.3931 | 0.59006
719 | 102.2082 | 2.7806 | 319.6313 | 0 | 947708 | 0.36575 | 0.56169
720 | 104.1956 | 4.7931 | 295.3183 | 0 | 990096 | 0.33793 | 0.53145
721 | 102.1293 | 6.3833 | 256.8979 | 0 | 904329 | 0.29397 | 0.48059
722 | 98.1158 | 7.9987 | 251.7276 | 0 | 791490 | 0.28805 | 0.47344
723 | 98.9407 | 9.5066 | 233.5656 | 0 | 647915 | 0.26727 | 0.44769
724 | 97.8234 | 10.7607 | 246.1392 | 0 | 521905 | 0.28166 | 0.46562
725 | 97.8879 | 11.8747 | 264.1019 | 0 | 557186 | 0.30221 | 0.49043
726 | 100.3964 | 13.063 | 251.4806 | 0 | 933983 | 0.28777 | 0.47309
727 | 103.7069 | 32.4261 | 241.6716 | 0 | 1075879 | 0.27654 | 0.4593
728 | 107.6356 | 33.0949 | 239.8163 | 5.8257 | 1170322 | 0.27442 | 0.45666
729 | 116.2456 | 31.0089 | 226.8464 | 164.8836 | 1096454 | 0.25958 | 0.43791
730 | 126.8091 | 27.8641 | 281.7782 | 534.1093 | 903484 | 0.32244 | 0.51398
731 | 129.0825 | 25.0156 | 287.2038 | 827.7923 | 853984 | 0.32865 | 0.52104
732 | 128.819 | 22.4207 | 248.8342 | 1002.3685 | 797145 | 0.28474 | 0.4694
733 | 122.1181 | 17.9952 | 198.7096 | 1082.5375 | 813781 | 0.22738 | 0.39541
734 | 118.1422 | 18.8616 | 180.6006 | 1045.2874 | 789255 | 0.20666 | 0.36664
735 | 121.3251 | 18.2828 | 143.0494 | 918.9428 | 791578 | 0.16369 | 0.30311
736 | 121.1389 | 18.261 | 168.884 | 707.3079 | 797581 | 0.19325 | 0.3474
737 | 121.3099 | 19.1579 | 194.543 | 355.7316 | 788485 | 0.22262 | 0.38889
738 | 121.7495 | 20.3868 | 302.1114 | 47.7814 | 787808 | 0.34571 | 0.54005
739 | 121.67 | 18.0749 | 378.1052 | 0.042116 | 792943 | 0.43266 | 0.6289
740 | 120.2296 | 16.9499 | 366.3332 | 0 | 864585 | 0.41919 | 0.61596
741 | 116.8223 | 18.7866 | 398.3389 | 0 | 863178 | 0.45582 | 0.65052
742 | 112.7615 | 1.1081 | 370.0855 | 0 | 965133 | 0.42349 | 0.62011
743 | 111.7265 | 0.84956 | 404.1133 | 0 | 1106624 | 0.46243 | 0.65654
744 | 111.9475 | 1.02 | 457.4157 | 0 | 380759 | 0.52342 | 0.70936
745 | 110.3403 | 1.2749 | 477.3977 | 0 | 1008332 | 0.54629 | 0.72794
746 | 105.6974 | 2.1351 | 531.4547 | 0 | 784386 | 0.60814 | 0.77522
747 | 106.0681 | 2.6608 | 578.3107 | 0 | 609705 | 0.66176 | 0.813
748 | 104.9903 | 3.4888 | 599.3215 | 0 | 498363 | 0.6858 | 0.82907
749 | 104.7324 | 4.2507 | 644.4805 | 0 | 564257 | 0.73748 | 0.86193
750 | 105.4639 | 5.0276 | 620.1422 | 0 | 906277 | 0.70963 | 0.8445
751 | 109.1257 | 24.4246 | 626.9777 | 0.037052 | 937713 | 0.71745 | 0.84946
752 | 109.9649 | 25.0792 | 599.5026 | 1.3082 | 863388 | 0.68601 | 0.82921
753 | 118.2928 | 22.6687 | 530.4633 | 82.713 | 873152 | 0.60701 | 0.77439
754 | 130.5672 | 19.2747 | 581.9668 | 370.1829 | 824588 | 0.66594 | 0.81584
755 | 132.7113 | 16.0444 | 558.4106 | 703.9185 | 777433 | 0.63899 | 0.7973
756 | 131.3694 | 13.2219 | 574.2476 | 891.8685 | 795449 | 0.65711 | 0.80984
757 | 123.2426 | 8.7289 | 537.3796 | 977.689 | 844442 | 0.61492 | 0.78015
758 | 120.3871 | 9.473 | 526.5112 | 1064.888 | 847865 | 0.60249 | 0.77107
759 | 124.7876 | 8.777 | 551.0088 | 1053.3706 | 797920 | 0.63052 | 0.79133
760 | 124.2 | 8.6181 | 536.9726 | 837.6638 | 806559 | 0.61446 | 0.77982
761 | 123.9496 | 9.6176 | 590.2339 | 457.3118 | 808589 | 0.6754 | 0.82219
762 | 123.9521 | 10.8058 | 675.3938 | 67.1949 | 805744 | 0.77285 | 0.88319
763 | 123.4181 | 9.5339 | 699.7087 | 0.050279 | 802325 | 0.80067 | 0.89926
764 | 121.8286 | 9.5816 | 683.6015 | 0 | 829618 | 0.78224 | 0.88868
765 | 119.1574 | 12.6106 | 664.3586 | 0 | 807169 | 0.76022 | 0.87571
766 | 116.0255 | 1.0818 | 631.1658 | 0 | 853651 | 0.72224 | 0.85247
767 | 114.7384 | 0.75821 | 572.0949 | 0 | 926133 | 0.65465 | 0.80815
768 | 115.0035 | 0.66286 | 598.5701 | 0 | 951104 | 0.68494 | 0.82851
769 | 114.9224 | 0.50135 | 587.3946 | 0 | 927677 | 0.67215 | 0.82002
770 | 109.8709 | 0.93738 | 588.0403 | 0 | 832291 | 0.67289 | 0.82051
771 | 108.9797 | 3.23 | 551.0639 | 0 | 671576 | 0.63058 | 0.79137
772 | 108.3509 | 4.6942 | 589.9181 | 0 | 528458 | 0.67504 | 0.82195
773 | 109.3077 | 6.3588 | 559.1472 | 0 | 598687 | 0.63983 | 0.79789
774 | 112.3007 | 7.4184 | 509.501 | 0 | 974480 | 0.58302 | 0.75652
775 | 114.0481 | 26.4726 | 515.0293 | 0.082386 | 969798 | 0.58935 | 0.76129
776 | 117.4442 | 27.7212 | 530.0687 | 7.3883 | 915696 | 0.60656 | 0.77406
777 | 122.9257 | 26.632 | 569.0815 | 228.4 | 876714 | 0.6512 | 0.80578
778 | 130.3193 | 24.1321 | 594.1289 | 710.1529 | 851890 | 0.67986 | 0.82515
779 | 131.7146 | 21.7224 | 605.6309 | 1028.9498 | 820168 | 0.69302 | 0.8338
780 | 131.0222 | 19.7243 | 621.6412 | 1197.1808 | 800877 | 0.71134 | 0.84559
781 | 122.5948 | 15.4907 | 588.9496 | 1262.0946 | 789235 | 0.67393 | 0.82121
782 | 118.505 | 16.3953 | 542.6114 | 1241.4906 | 829262 | 0.62091 | 0.78447
783 | 123.2635 | 16.324 | 513.0775 | 1128.0159 | 787145 | 0.58711 | 0.75961
784 | 121.7154 | 16.088 | 507.3943 | 892.0979 | 800822 | 0.58061 | 0.75469
785 | 122.0817 | 16.8882 | 520.9894 | 494.5574 | 791366 | 0.59617 | 0.76639
786 | 123.839 | 17.6779 | 523.7861 | 77.9342 | 811755 | 0.59937 | 0.76876
787 | 123.3888 | 16.1994 | 535.098 | 0.072154 | 823363 | 0.61231 | 0.77826
788 | 123.7208 | 15.7182 | 502.1818 | 0 | 811989 | 0.57465 | 0.75014
789 | 120.0614 | 18.2582 | 518.2096 | 0 | 861126 | 0.59299 | 0.76402
790 | 115.2492 | 0.98248 | 501.6011 | 0 | 890209 | 0.57398 | 0.74963
791 | 113.6645 | 1.2211 | 492.7213 | 0 | 910336 | 0.56382 | 0.74177
792 | 113.7406 | 3.0953 | 469.996 | 0 | 948823 | 0.53782 | 0.72113
793 | 113.8879 | 4.1796 | 453.0444 | 0 | 924835 | 0.51842 | 0.70521
794 | 108.5049 | 5.2325 | 412.5103 | 0 | 825530 | 0.47203 | 0.66519
795 | 106.6724 | 6.3198 | 412.8704 | 0 | 675491 | 0.47245 | 0.66556
796 | 107.1501 | 7.0535 | 404.5327 | 0 | 537819 | 0.46291 | 0.65698
797 | 108.2521 | 7.8548 | 377.3771 | 0 | 602074 | 0.43183 | 0.62811
798 | 110.7451 | 8.2783 | 347.4027 | 0 | 968448 | 0.39753 | 0.59454
799 | 112.787 | 26.7932 | 383.5879 | 0.078949 | 969738 | 0.43894 | 0.63484
800 | 116.4394 | 27.9256 | 382.3417 | 7.7364 | 928212 | 0.43751 | 0.6335
801 | 120.094 | 26.2738 | 383.8635 | 171.4671 | 877071 | 0.43925 | 0.63514
802 | 128.9458 | 23.5936 | 311.5869 | 521.9583 | 861561 | 0.35655 | 0.55185
803 | 127.9875 | 21.2601 | 226.8759 | 788.9677 | 813346 | 0.25961 | 0.43795
804 | 127.3333 | 18.7738 | 158.6911 | 919.9288 | 789351 | 0.18159 | 0.33024
805 | 119.6899 | 13.8333 | 107.3304 | 989.4986 | 799706 | 0.12282 | 0.23731
806 | 115.2892 | 14.367 | 129.6466 | 942.7051 | 799954 | 0.14835 | 0.27907
807 | 120.1954 | 13.8375 | 163.1426 | 771.0658 | 819080 | 0.18668 | 0.33778
808 | 118.5892 | 13.5321 | 161.9212 | 531.0809 | 810692 | 0.18529 | 0.33572
809 | 120.7268 | 13.7812 | 163.5792 | 251.6779 | 792585 | 0.18718 | 0.33852
810 | 120.391 | 14.9942 | 192.3087 | 41.1246 | 824161 | 0.22006 | 0.38537
811 | 120.4552 | 13.4337 | 210.809 | 0.040459 | 799128 | 0.24123 | 0.414
812 | 119.2686 | 13.3792 | 209.1481 | 0 | 797692 | 0.23933 | 0.41148
813 | 115.6776 | 15.7762 | 220.227 | 0 | 814940 | 0.25201 | 0.42814
814 | 111.8133 | 0.92235 | 210.4584 | 0 | 883378 | 0.24083 | 0.41347
815 | 110.177 | 0.88984 | 205.784 | 0 | 915680 | 0.23548 | 0.40634
816 | 111.5611 | 0.81042 | 190.6361 | 0 | 979039 | 0.21814 | 0.38272
817 | 110.2197 | 1.6703 | 170.397 | 0 | 935936 | 0.19498 | 0.34991
818 | 104.7594 | 3.509 | 147.8147 | 0 | 829014 | 0.16914 | 0.31148
819 | 102.8278 | 5.1636 | 151.3052 | 0 | 679467 | 0.17314 | 0.31755
820 | 102.5134 | 6.4774 | 147.0376 | 0 | 541974 | 0.16825 | 0.31012
821 | 101.9467 | 7.671 | 150.3459 | 0 | 594869 | 0.17204 | 0.31589
822 | 103.5164 | 8.8614 | 146.5709 | 0 | 905444 | 0.16772 | 0.30931
823 | 105.676 | 28.4705 | 134.9053 | 0.057195 | 911946 | 0.15437 | 0.2886
824 | 106.3926 | 29.0063 | 106.4708 | 3.0599 | 847525 | 0.12183 | 0.23565
825 | 105.7873 | 27.1016 | 87.7195 | 99.313 | 822859 | 0.10038 | 0.19869
826 | 108.5413 | 24.1997 | 96.3367 | 322.7327 | 780977 | 0.11024 | 0.21589
827 | 108.9159 | 21.686 | 72.3118 | 510.7131 | 819696 | 0.082746 | 0.16699
828 | 109.7729 | 19.6513 | 50.2249 | 598.2063 | 850557 | 0.057472 | 0.11933
829 | 106.5874 | 15.2928 | 25.178 | 568.9876 | 797308 | 0.028811 | 0.061847
830 | 104.8977 | 16.1031 | 26.6732 | 463.9342 | 824832 | 0.030522 | 0.065388
831 | 107.4313 | 15.5662 | 34.7555 | 300.4975 | 818666 | 0.039771 | 0.084282
832 | 106.4343 | 15.2687 | 54.5237 | 151.0684 | 788716 | 0.062391 | 0.12882
833 | 105.8365 | 15.8725 | 53.3761 | 52.6305 | 822773 | 0.061078 | 0.1263
834 | 103.5309 | 16.7629 | 46.1243 | 4.3625 | 822081 | 0.05278 | 0.11018
835 | 103.0327 | 15.7303 | 80.8526 | 0.038822 | 844891 | 0.092519 | 0.18471
836 | 103.3189 | 15.7998 | 112.3005 | 0 | 797480 | 0.12851 | 0.2468
837 | 102.6996 | 18.6635 | 115.2658 | 0 | 826256 | 0.1319 | 0.25242
838 | 102.9138 | 1.1322 | 106.6357 | 0 | 848235 | 0.12202 | 0.23597
839 | 103.4143 | 1.3629 | 116.0491 | 0 | 913266 | 0.13279 | 0.25389
840 | 105.2725 | 3.6545 | 134.0144 | 0 | 980369 | 0.15335 | 0.28699
841 | 105.5636 | 5.3639 | 105.0368 | 0 | 930066 | 0.12019 | 0.23288
842 | 100.0946 | 7.0229 | 130.4022 | 0 | 805737 | 0.14922 | 0.28045
843 | 96.0337 | 8.4457 | 124.4527 | 0 | 680756 | 0.14241 | 0.26955
844 | 94.0847 | 9.6465 | 124.4294 | 0 | 549584 | 0.14238 | 0.26951
845 | 94.0558 | 10.7188 | 125.754 | 0 | 606660 | 0.1439 | 0.27195
846 | 94.0243 | 11.7932 | 159.2822 | 0 | 994439 | 0.18227 | 0.33124
847 | 94.825 | 31.0931 | 199.7448 | 0.048979 | 989950 | 0.22857 | 0.39702
848 | 95.1594 | 31.6594 | 200.2819 | 0.81401 | 928141 | 0.22918 | 0.39785
849 | 95.2356 | 29.5473 | 210.2921 | 38.421 | 900636 | 0.24064 | 0.41322
850 | 95.7466 | 26.3952 | 223.8854 | 142.327 | 855700 | 0.25619 | 0.43356
851 | 96.7306 | 23.5275 | 278.2452 | 232.1389 | 839912 | 0.3184 | 0.50934
852 | 96.845 | 21.05 | 334.6733 | 241.4714 | 838636 | 0.38297 | 0.5797
853 | 96.5262 | 16.837 | 427.1753 | 230.5334 | 843018 | 0.48882 | 0.68
854 | 96.6394 | 18.0003 | 474.0189 | 237.7556 | 817345 | 0.54242 | 0.72484
855 | 96.6819 | 17.2398 | 521.2221 | 230.5995 | 822353 | 0.59643 | 0.76659
856 | 96.7373 | 17.0029 | 584.6784 | 191.528 | 843927 | 0.66905 | 0.81793
857 | 96.6229 | 17.7765 | 666.2805 | 103.7189 | 833698 | 0.76242 | 0.87702
858 | 98.2889 | 18.8481 | 681.6132 | 19.7939 | 835935 | 0.77997 | 0.88735
859 | 100.9126 | 17.5269 | 697.031 | 0.043275 | 818971 | 0.79761 | 0.89752
860 | 103.1261 | 17.3978 | 707.3204 | 0 | 795587 | 0.80938 | 0.90418
861 | 101.9135 | 20.1675 | 712.2529 | 0 | 792824 | 0.81503 | 0.90734
862 | 98.7734 | 1.3821 | 725.0197 | 0 | 827864 | 0.82964 | 0.91541
863 | 100.4477 | 2.707 | 704.7982 | 0 | 942679 | 0.8065 | 0.90255
864 | 103.6325 | 5.0098 | 718.052 | 0 | 972886 | 0.82167 | 0.91102
865 | 101.476 | 6.4516 | 714.6872 | 0 | 935251 | 0.81781 | 0.90889
866 | 99.565 | 7.9849 | 711.5289 | 0 | 815140 | 0.8142 | 0.90687
867 | 99.7882 | 9.2888 | 714.3772 | 0 | 675728 | 0.81746 | 0.90869
868 | 98.8691 | 10.3245 | 733.3306 | 0 | 570930 | 0.83915 | 0.92059
869 | 100.3925 | 11.4632 | 722.4154 | 0 | 619811 | 0.82666 | 0.91378
870 | 102.8668 | 12.5374 | 691.4942 | 0 | 1027947 | 0.79128 | 0.89389
871 | 106.1951 | 31.9145 | 680.8081 | 0.0764 | 1195415 | 0.77905 | 0.88682
872 | 111.1324 | 32.4695 | 622.1818 | 8.0714 | 1197744 | 0.71196 | 0.84598
873 | 115.8794 | 30.2718 | 582.4689 | 178.2553 | 989403 | 0.66652 | 0.81623
874 | 126.0365 | 27.0479 | 609.3701 | 527.6553 | 847619 | 0.6973 | 0.83658
875 | 126.7765 | 24.075 | 598.3278 | 891.2009 | 839814 | 0.68467 | 0.82832
876 | 126.1339 | 21.6067 | 570.3813 | 1074.0324 | 801403 | 0.65269 | 0.8068
877 | 120.3279 | 17.4542 | 503.1286 | 1142.1078 | 784170 | 0.57573 | 0.75097
878 | 116.1777 | 18.4286 | 442.1424 | 1154.714 | 792743 | 0.50594 | 0.69472
879 | 121.8051 | 17.7578 | 462.1306 | 1041.1896 | 805283 | 0.52881 | 0.7138
880 | 120.7811 | 17.401 | 454.9965 | 824.9337 | 818825 | 0.52065 | 0.70706
881 | 121.6504 | 18.1655 | 437.5057 | 448.2896 | 810003 | 0.50064 | 0.6902
882 | 123.1838 | 19.2252 | 409.4273 | 77.3855 | 789456 | 0.46851 | 0.66203
883 | 122.8387 | 18.1308 | 417.0191 | 0.07155 | 790446 | 0.47719 | 0.66979
884 | 121.7388 | 18.0323 | 431.0785 | 0 | 907586 | 0.49328 | 0.68387
885 | 118.3865 | 20.9355 | 434.3349 | 0 | 990362 | 0.49701 | 0.68709
886 | 114.9465 | 1.8942 | 361.368 | 0 | 1051529 | 0.41351 | 0.61041
887 | 113.2632 | 3.9114 | 310.0555 | 0 | 1116791 | 0.3548 | 0.54995
888 | 113.5335 | 6.2247 | 299.3191 | 0 | 1131681 | 0.34251 | 0.53653
889 | 113.329 | 8.0444 | 277.4249 | 0 | 983518 | 0.31746 | 0.50825
890 | 110.2128 | 9.85 | 250.8415 | 0 | 882195 | 0.28704 | 0.4722
891 | 107.0966 | 11.4636 | 250.7419 | 0 | 684661 | 0.28692 | 0.47206
892 | 107.6247 | 12.7074 | 266.7 | 0 | 529651 | 0.30518 | 0.49394
893 | 108.0403 | 13.9161 | 243.8365 | 0 | 594343 | 0.27902 | 0.46237
894 | 110.1012 | 15.0628 | 196.6993 | 0 | 997829 | 0.22508 | 0.39227
895 | 113.1556 | 34.3028 | 155.8228 | 0.065636 | 1188776 | 0.17831 | 0.32534
896 | 118.4994 | 34.7508 | 123.5332 | 5.7397 | 1292914 | 0.14136 | 0.26785
897 | 121.6032 | 32.6759 | 117.6417 | 116.4652 | 1235612 | 0.13462 | 0.25688
898 | 130.8183 | 29.5411 | 141.2357 | 364.3859 | 1077717 | 0.16162 | 0.29991
899 | 131.1914 | 26.8085 | 122.2865 | 677.8518 | 930326 | 0.13993 | 0.26554
900 | 130.1854 | 24.5112 | 87.7104 | 945.8971 | 875506 | 0.10037 | 0.19867
901 | 121.4499 | 20.3993 | 66.2958 | 1050.2305 | 803280 | 0.075862 | 0.15428
902 | 118.6088 | 21.4247 | 65.172 | 982.9559 | 807014 | 0.074576 | 0.15188
903 | 122.2887 | 20.7555 | 67.7449 | 853.7648 | 835669 | 0.07752 | 0.15736
904 | 121.843 | 20.4943 | 65.5296 | 618.7765 | 854639 | 0.074985 | 0.15264
905 | 122.9619 | 21.1814 | 56.9985 | 335.103 | 877712 | 0.065223 | 0.13424
906 | 123.3962 | 22.2436 | 56.9018 | 79.2313 | 875111 | 0.065113 | 0.13403
907 | 122.9908 | 21.0063 | 64.8553 | 0.25716 | 909414 | 0.074214 | 0.1512
908 | 122.6095 | 20.9682 | 87.5129 | 0 | 1038162 | 0.10014 | 0.19827
909 | 118.8934 | 23.5659 | 80.0166 | 0 | 1085723 | 0.091563 | 0.18299
910 | 115.3769 | 4.495 | 82.6057 | 0 | 1111463 | 0.094525 | 0.1883
911 | 113.5992 | 6.3663 | 53.8632 | 0 | 1183253 | 0.061635 | 0.12737
912 | 113.7477 | 8.6121 | 36.4694 | 0 | 1163821 | 0.041732 | 0.088237
913 | 112.7427 | 9.9259 | 30.8612 | 0 | 958864 | 0.035314 | 0.075229
914 | 107.4832 | 11.3692 | 22.7579 | 0 | 752929 | 0.026042 | 0.056086
915 | 107.9914 | 12.4951 | 26.0464 | 0 | 603993 | 0.029805 | 0.063905
916 | 108.0629 | 13.5144 | 41.1244 | 0 | 492905 | 0.047059 | 0.098887
917 | 108.191 | 14.4497 | 67.5426 | 0 | 551198 | 0.077289 | 0.15693
918 | 109.2917 | 15.3608 | 107.6676 | 0 | 836849 | 0.1232 | 0.23795
919 | 113.1751 | 34.5993 | 123.0748 | 0.048411 | 817582 | 0.14083 | 0.267
920 | 116.0053 | 35.0884 | 118.138 | 5.9262 | 637921 | 0.13519 | 0.25781
921 | 120.5051 | 32.8843 | 115.1005 | 109.8641 | 518970 | 0.13171 | 0.2521
922 | 129.2895 | 29.5596 | 138.1159 | 274.3511 | 596002 | 0.15805 | 0.29435
923 | 129.8978 | 26.5913 | 139.3871 | 386.6294 | 650923 | 0.1595 | 0.29662
924 | 130.1994 | 24.0042 | 158.3539 | 463.6831 | 676778 | 0.1812 | 0.32966
925 | 123.5416 | 20.0163 | 163.04 | 475.769 | 708488 | 0.18657 | 0.33761
926 | 120.2507 | 20.7039 | 194.5579 | 456.037 | 705802 | 0.22263 | 0.38891
927 | 124.5645 | 20.1028 | 236.4794 | 388.0864 | 743992 | 0.2706 | 0.45188
928 | 123.6397 | 19.768 | 231.637 | 278.5568 | 728075 | 0.26506 | 0.4449
929 | 124.2876 | 20.4232 | 269.2354 | 132.8683 | 751503 | 0.30809 | 0.49736
930 | 123.6517 | 21.6861 | 335.5698 | 22.966 | 722066 | 0.38399 | 0.58075
931 | 121.8235 | 20.3466 | 414.7417 | 0.038142 | 728503 | 0.47459 | 0.66747
932 | 121.1025 | 20.3822 | 441.7208 | 0 | 836847 | 0.50546 | 0.69431
933 | 117.646 | 23.2757 | 474.2835 | 0 | 896841 | 0.54272 | 0.72508
934 | 114.0239 | 4.2161 | 566.0521 | 0 | 939378 | 0.64773 | 0.80339
935 | 112.1856 | 6.1699 | 576.802 | 0 | 1042284 | 0.66003 | 0.81183
936 | 112.5998 | 8.5413 | 587.822 | 0 | 1041508 | 0.67264 | 0.82034
937 | 112.1021 | 10.3761 | 617.3416 | 0 | 934705 | 0.70642 | 0.84245
938 | 110.4675 | 12.3717 | 622.6981 | 0 | 766488 | 0.71255 | 0.84636
939 | 108.5761 | 14.0596 | 642.6526 | 0 | 603060 | 0.73539 | 0.86064
940 | 107.5663 | 15.257 | 685.6258 | 0 | 492887 | 0.78456 | 0.89002
941 | 107.832 | 16.4574 | 680.7821 | 0 | 529532 | 0.77902 | 0.8868
942 | 109.6064 | 17.2413 | 688.5288 | 0 | 821580 | 0.78788 | 0.89194
943 | 111.7735 | 35.8169 | 719.1907 | 0.048724 | 731790 | 0.82297 | 0.91174
944 | 115.0216 | 37.0329 | 727.0579 | 4.2378 | 588049 | 0.83197 | 0.91669
945 | 120.6209 | 35.4317 | 731.3514 | 122.675 | 599785 | 0.83688 | 0.91936
946 | 129.7783 | 32.5891 | 764.9922 | 427.5979 | 532887 | 0.87538 | 0.93979
947 | 130.3267 | 29.7656 | 752.5575 | 681.574 | 616346 | 0.86115 | 0.93235
948 | 129.5816 | 27.5962 | 766.2284 | 857.2669 | 738554 | 0.87679 | 0.94053
949 | 122.4875 | 23.0516 | 739.4804 | 929.0219 | 761591 | 0.84619 | 0.92439
950 | 119.1944 | 23.8758 | 749.7726 | 889.503 | 761901 | 0.85796 | 0.93067
951 | 125.0845 | 23.5467 | 752.5791 | 767.1833 | 754427 | 0.86117 | 0.93236
952 | 124.0307 | 23.3322 | 743.7343 | 571.7959 | 776022 | 0.85105 | 0.92699
953 | 126.0772 | 24.0136 | 763.8936 | 285.7364 | 798410 | 0.87412 | 0.93914
954 | 127.4309 | 25.047 | 751.0672 | 53.0954 | 749626 | 0.85944 | 0.93145
955 | 126.4221 | 23.7381 | 765.0814 | 0.075793 | 721534 | 0.87548 | 0.93985
956 | 125.1124 | 23.2693 | 766.8298 | 0 | 823392 | 0.87748 | 0.94088
957 | 121.6009 | 25.6752 | 769.2387 | 0 | 875509 | 0.88024 | 0.94231
958 | 117.2022 | 6.7966 | 759.6282 | 0 | 974695 | 0.86924 | 0.9366
959 | 115.0735 | 8.7822 | 714.6194 | 0 | 1005849 | 0.81774 | 0.90884
960 | 115.5016 | 10.6898 | 705.8268 | 0 | 1022323 | 0.80768 | 0.90322
961 | 114.2008 | 11.9488 | 694.5219 | 0 | 917092 | 0.79474 | 0.89588
962 | 107.5892 | 13.0831 | 681.2163 | 0 | 798338 | 0.77951 | 0.88709
963 | 106.7032 | 14.2456 | 688.8146 | 0 | 620022 | 0.78821 | 0.89213
964 | 106.7984 | 15.1271 | 708.305 | 0 | 487206 | 0.81051 | 0.90481
965 | 108.4289 | 15.8332 | 713.2124 | 0 | 543758 | 0.81613 | 0.90795
966 | 109.1293 | 16.3454 | 697.9292 | 0 | 863388 | 0.79864 | 0.8981
967 | 111.7727 | 34.6963 | 662.3 | 0.050456 | 724895 | 0.75787 | 0.8743
968 | 116.7678 | 35.7578 | 661.3218 | 6.965 | 588385 | 0.75675 | 0.87363
969 | 122.466 | 33.8638 | 665.2904 | 139.2451 | 497213 | 0.76129 | 0.87635
970 | 130.5544 | 30.949 | 705.6309 | 382.9463 | 474392 | 0.80745 | 0.90309
971 | 131.135 | 28.1122 | 717.3472 | 574.6227 | 575542 | 0.82086 | 0.91058
972 | 130.3957 | 25.6753 | 736.4796 | 689.2791 | 733946 | 0.84275 | 0.92254
973 | 123.837 | 20.7388 | 691.1639 | 743.1923 | 770044 | 0.7909 | 0.89368
974 | 121.6548 | 21.637 | 671.2259 | 776.2629 | 756754 | 0.76808 | 0.88038
975 | 125.5075 | 21.4096 | 700.7407 | 767.1314 | 735801 | 0.80186 | 0.89993
976 | 125.0707 | 21.2573 | 721.0227 | 600.9083 | 758652 | 0.82506 | 0.9129
977 | 124.9759 | 21.7026 | 738.7716 | 315.4357 | 773311 | 0.84537 | 0.92395
978 | 125.6411 | 22.9725 | 722.7066 | 54.6688 | 726635 | 0.82699 | 0.91396
979 | 124.9484 | 21.1629 | 728.0976 | 0.11779 | 721659 | 0.83316 | 0.91734
980 | 122.3668 | 20.7554 | 720.9991 | 0 | 811738 | 0.82504 | 0.91288
981 | 119.6495 | 22.8049 | 703.722 | 0 | 904040 | 0.80527 | 0.90186
982 | 115.9529 | 3.4562 | 703.8298 | 0 | 951029 | 0.80539 | 0.90193
983 | 113.7485 | 5.1956 | 678.3729 | 0 | 957818 | 0.77626 | 0.88519
984 | 115.0076 | 6.8969 | 645.3281 | 0 | 983044 | 0.73845 | 0.86252
985 | 113.5621 | 8.3058 | 609.9495 | 0 | 1030139 | 0.69796 | 0.83701
986 | 106.6084 | 9.5449 | 608.5816 | 0 | 832054 | 0.6964 | 0.83599
987 | 103.9944 | 10.8476 | 594.9616 | 0 | 662345 | 0.68081 | 0.82578
988 | 103.9132 | 11.779 | 580.1803 | 0 | 517743 | 0.6639 | 0.81446
989 | 104.9297 | 12.7213 | 567.9513 | 0 | 591670 | 0.64991 | 0.80489
990 | 104.5745 | 13.6348 | 595.3882 | 0 | 966698 | 0.6813 | 0.8261
991 | 106.0312 | 32.7466 | 631.3241 | 0.055067 | 1003701 | 0.72242 | 0.85258
992 | 107.2552 | 33.3627 | 648.2995 | 7.2078 | 908760 | 0.74185 | 0.86461
993 | 106.1493 | 30.8901 | 629.9931 | 149.865 | 933043 | 0.7209 | 0.85163
994 | 109.1635 | 27.5077 | 637.9181 | 431.9162 | 844841 | 0.72997 | 0.85729
995 | 110.3195 | 24.5078 | 609.4846 | 703.1445 | 845831 | 0.69743 | 0.83666
996 | 110.8532 | 22.0049 | 570.3613 | 872.8121 | 855176 | 0.65266 | 0.80679
997 | 106.5063 | 17.6546 | 523.5774 | 933.4773 | 840651 | 0.59913 | 0.76859
998 | 102.8993 | 18.3925 | 526.2384 | 926.5291 | 856185 | 0.60217 | 0.77084
999 | 104.0364 | 17.7005 | 550.8995 | 829.7404 | 852889 | 0.63039 | 0.79124
1000 | 102.1822 | 17.8402 | 581.1143 | 651.7501 | 847818 | 0.66497 | 0.81518
1001 | 101.8421 | 18.7907 | 574.8962 | 369.4907 | 826469 | 0.65785 | 0.81034
1002 | 101.5698 | 19.5648 | 588.1851 | 69.7842 | 814169 | 0.67306 | 0.82062
1003 | 104.3192 | 18.7362 | 570.6286 | 0.14832 | 824182 | 0.65297 | 0.807
1004 | 105.6695 | 18.5217 | 535.6121 | 0 | 851319 | 0.6129 | 0.77869
1005 | 105.1517 | 21.1436 | 545.4899 | 0 | 867878 | 0.6242 | 0.78683
1006 | 104.9141 | 1.9704 | 520.6372 | 0 | 916885 | 0.59576 | 0.76609
1007 | 104.7713 | 3.6029 | 504.0454 | 0 | 986970 | 0.57678 | 0.75177
1008 | 106.975 | 5.7437 | 517.341 | 0 | 1017745 | 0.59199 | 0.76327
1009 | 106.3917 | 7.4592 | 490.1003 | 0 | 999924 | 0.56082 | 0.73943
1010 | 100.5331 | 9.2989 | 493.1789 | 0 | 858188 | 0.56434 | 0.74218
1011 | 99.2159 | 11.0779 | 473.139 | 0 | 684649 | 0.54141 | 0.72403
1012 | 97.4091 | 12.2973 | 473.698 | 0 | 541598 | 0.54205 | 0.72454
1013 | 96.249 | 13.4952 | 432.9978 | 0 | 599417 | 0.49548 | 0.68577
1014 | 97.3067 | 14.6285 | 386.2183 | 0 | 987304 | 0.44195 | 0.63767
1015 | 98.2199 | 33.9768 | 374.9656 | 0.11689 | 998729 | 0.42907 | 0.62548
1016 | 97.8226 | 34.4854 | 357.8208 | 15.0812 | 900982 | 0.40945 | 0.60642
1017 | 98.1215 | 31.8966 | 340.0225 | 270.57 | 890452 | 0.38909 | 0.58598
1018 | 97.594 | 28.6323 | 344.9724 | 710.8708 | 842146 | 0.39475 | 0.59173
1019 | 97.9492 | 25.8637 | 348.4943 | 977.6879 | 841657 | 0.39878 | 0.59579
1020 | 97.86 | 23.6234 | 338.3368 | 1118.3932 | 849493 | 0.38716 | 0.584
1021 | 96.3496 | 19.5256 | 316.5566 | 1175.3167 | 825300 | 0.36223 | 0.55795
1022 | 95.3908 | 20.1023 | 300.8722 | 1147.6252 | 828124 | 0.34429 | 0.53849
1023 | 95.5279 | 19.3884 | 294.8761 | 1056.5567 | 777789 | 0.33743 | 0.53089
1024 | 92.2384 | 19.0605 | 267.3556 | 861.2821 | 826396 | 0.30593 | 0.49483
1025 | 91.7118 | 19.8082 | 291.3157 | 540.0674 | 796431 | 0.33335 | 0.52634
1026 | 94.8668 | 20.8305 | 286.9303 | 124.9471 | 837579 | 0.32833 | 0.52068
1027 | 99.3481 | 20.1014 | 298.5657 | 0.52723 | 826049 | 0.34165 | 0.53558
1028 | 103.4188 | 19.9643 | 290.4192 | 0 | 848619 | 0.33233 | 0.52518
1029 | 103.4983 | 22.6816 | 294.6694 | 0 | 851531 | 0.33719 | 0.53063
1030 | 102.5406 | 3.3826 | 293.4456 | 0 | 887947 | 0.33579 | 0.52906
1031 | 103.5642 | 5.2091 | 266.8037 | 0 | 945387 | 0.3053 | 0.49408
1032 | 105.0582 | 7.3456 | 243.02 | 0 | 973397 | 0.27809 | 0.46121
1033 | 103.4972 | 8.8474 | 221.2834 | 0 | 939267 | 0.25321 | 0.42971
1034 | 100.5734 | 10.1622 | 233.3412 | 0 | 816488 | 0.26701 | 0.44736
1035 | 99.488 | 11.4092 | 260.27 | 0 | 676311 | 0.29783 | 0.48521
1036 | 99.0804 | 12.4369 | 286.6548 | 0 | 573187 | 0.32802 | 0.52033
1037 | 98.8469 | 13.4097 | 283.615 | 0 | 630396 | 0.32454 | 0.51637
1038 | 102.2528 | 14.3823 | 274.4565 | 0 | 1037254 | 0.31406 | 0.50433
1039 | 106.3514 | 33.5324 | 278.5424 | 0.090836 | 1179846 | 0.31874 | 0.50973
1040 | 111.6743 | 34.0216 | 279.1619 | 15.0386 | 1144750 | 0.31944 | 0.51054
1041 | 117.9608 | 31.4253 | 254.8656 | 246.3378 | 946165 | 0.29164 | 0.47779
1042 | 127.5146 | 28.3113 | 252.6656 | 618.476 | 854870 | 0.28912 | 0.47474
1043 | 128.8815 | 25.2536 | 221.8533 | 868.2124 | 851034 | 0.25387 | 0.43055
1044 | 128.4871 | 22.9576 | 212.9907 | 1030.3386 | 819115 | 0.24372 | 0.4173
1045 | 122.2682 | 18.447 | 224.4112 | 1043.1265 | 826138 | 0.25679 | 0.43433
1046 | 118.2785 | 19.0214 | 270.6043 | 960.5754 | 839383 | 0.30965 | 0.49919
1047 | 123.8653 | 18.2764 | 262.594 | 807.3439 | 819394 | 0.30049 | 0.48838
1048 | 123.5403 | 18.1474 | 233.9592 | 554.5183 | 831784 | 0.26772 | 0.44826
1049 | 124.527 | 18.9203 | 260.2303 | 283.6864 | 808997 | 0.29778 | 0.48516
1050 | 124.2211 | 19.9058 | 250.1593 | 62.8341 | 781992 | 0.28626 | 0.47125
1051 | 122.9463 | 19.2969 | 252.8478 | 0.31974 | 781823 | 0.28933 | 0.47499
1052 | 122.1014 | 19.0048 | 258.2815 | 0 | 857332 | 0.29555 | 0.48249
1053 | 117.4632 | 21.6462 | 265.4624 | 0 | 920701 | 0.30377 | 0.49227
1054 | 113.201 | 2.3004 | 244.1224 | 0 | 984402 | 0.27935 | 0.46277
1055 | 111.9085 | 4.0274 | 232.2644 | 0 | 1068750 | 0.26578 | 0.44581
1056 | 112.9159 | 6.0645 | 220.9546 | 0 | 1112819 | 0.25284 | 0.42922
1057 | 111.8274 | 7.6087 | 211.6722 | 0 | 999591 | 0.24222 | 0.41531
1058 | 106.5976 | 8.9892 | 260.1748 | 0 | 853439 | 0.29772 | 0.48508
1059 | 106.4984 | 10.3966 | 264.9672 | 0 | 667029 | 0.3032 | 0.4916
1060 | 107.0116 | 11.392 | 240.6085 | 0 | 543134 | 0.27533 | 0.45779
1061 | 107.3377 | 12.4077 | 201.4947 | 0 | 592354 | 0.23057 | 0.39973
1062 | 109.0484 | 13.5004 | 207.2935 | 0 | 968159 | 0.23721 | 0.40865
1063 | 112.3613 | 32.7004 | 196.7733 | 0.084336 | 1176956 | 0.22517 | 0.39239
1064 | 117.0253 | 33.1301 | 179.4702 | 15.2947 | 1277170 | 0.20537 | 0.3648
1065 | 120.1013 | 30.4521 | 156.7058 | 248.9841 | 1158482 | 0.17932 | 0.32685
1066 | 128.2279 | 26.8488 | 207.9584 | 656.4222 | 1028481 | 0.23797 | 0.40966
1067 | 128.1638 | 23.8341 | 217.1275 | 977.4988 | 946842 | 0.24846 | 0.42352
1068 | 126.4879 | 21.3279 | 207.0774 | 1168.0242 | 964065 | 0.23696 | 0.40832
1069 | 117.8094 | 16.7844 | 155.768 | 1245.1825 | 855406 | 0.17824 | 0.32524
1070 | 117.0657 | 17.49 | 151.5199 | 1227.6886 | 885337 | 0.17338 | 0.31792
1071 | 119.8441 | 16.7653 | 162.66 | 1111.8353 | 863040 | 0.18613 | 0.33697
1072 | 118.3608 | 16.6043 | 173.217 | 892.316 | 858112 | 0.19821 | 0.35457
1073 | 118.6499 | 17.3811 | 198.1079 | 542.2161 | 875116 | 0.22669 | 0.39447
1074 | 119.5243 | 18.4711 | 206.188 | 125.3554 | 852047 | 0.23594 | 0.40696
1075 | 120.1966 | 17.8907 | 226.1162 | 0.64595 | 850653 | 0.25874 | 0.43684
1076 | 120.6977 | 17.6534 | 260.3334 | 0 | 960888 | 0.2979 | 0.4853
1077 | 116.7309 | 20.2973 | 290.659 | 0 | 980147 | 0.3326 | 0.52549
1078 | 114.5947 | 1.3624 | 291.8319 | 0 | 1071159 | 0.33394 | 0.527
1079 | 113.2132 | 2.5458 | 276.6994 | 0 | 1176995 | 0.31663 | 0.5073
1080 | 112.9109 | 4.7171 | 287.6871 | 0 | 1171150 | 0.3292 | 0.52166
1081 | 112.1926 | 6.171 | 256.5986 | 0 | 1072877 | 0.29363 | 0.48018
1082 | 107.4926 | 7.6338 | 234.1253 | 0 | 841938 | 0.26791 | 0.4485
1083 | 106.6859 | 9.1425 | 250.1135 | 0 | 651319 | 0.2862 | 0.47119
1084 | 107.0344 | 10.2002 | 240.2676 | 0 | 523233 | 0.27494 | 0.4573
1085 | 107.184 | 11.2236 | 277.0413 | 0 | 586697 | 0.31702 | 0.50775
1086 | 109.345 | 12.3825 | 281.9685 | 0 | 986387 | 0.32266 | 0.51422
1087 | 111.8776 | 31.5993 | 285.0309 | 0.1147 | 976749 | 0.32616 | 0.51822
1088 | 116.7048 | 32.0179 | 275.7592 | 20.4932 | 922783 | 0.31555 | 0.50605
1089 | 119.5791 | 29.3567 | 253.3034 | 288.4914 | 890871 | 0.28985 | 0.47562
1090 | 125.8153 | 25.8562 | 269.9262 | 700.0328 | 876421 | 0.30888 | 0.49828
1091 | 126.2296 | 22.7282 | 251.3758 | 971.5159 | 871655 | 0.28765 | 0.47295
1092 | 125.3149 | 20.2687 | 243.6183 | 1122.6011 | 815332 | 0.27877 | 0.46206
1093 | 116.5833 | 15.8845 | 202.3756 | 1171.8129 | 877084 | 0.23158 | 0.40109
1094 | 115.9506 | 16.5113 | 202.7515 | 1129.1676 | 863214 | 0.23201 | 0.40167
1095 | 118.0781 | 15.7193 | 237.3601 | 999.3483 | 786950 | 0.27161 | 0.45315
1096 | 117.2965 | 15.4093 | 247.1609 | 765.5798 | 822286 | 0.28283 | 0.46705
1097 | 117.3957 | 16.1882 | 248.0672 | 433.4915 | 867420 | 0.28386 | 0.46832
1098 | 117.5988 | 17.3372 | 257.7277 | 105.6304 | 866338 | 0.29492 | 0.48173
1099 | 116.4482 | 16.7372 | 289.9358 | 0.84768 | 845688 | 0.33177 | 0.52456
1100 | 117.1396 | 16.7403 | 291.2975 | 0 | 840392 | 0.33333 | 0.52631
1101 | 115.3178 | 19.6372 | 324.1185 | 0 | 851559 | 0.37089 | 0.56712
1102 | 113.2634 | 1.3077 | 336.9367 | 0 | 891334 | 0.38556 | 0.58236
1103 | 113.1701 | 2.6366 | 325.1342 | 0 | 975503 | 0.37205 | 0.56834
1104 | 113.7318 | 5.0216 | 335.5275 | 0 | 1027657 | 0.38394 | 0.5807
1105 | 111.6758 | 6.8583 | 344.3594 | 0 | 997309 | 0.39405 | 0.59102
1106 | 106.299 | 8.7258 | 364.4369 | 0 | 843305 | 0.41702 | 0.61385
1107 | 105.9374 | 10.4752 | 378.2339 | 0 | 683694 | 0.43281 | 0.62904
1108 | 105.2531 | 11.7292 | 379.4667 | 0 | 546983 | 0.43422 | 0.63038
1109 | 105.9317 | 13.002 | 384.2794 | 0 | 601735 | 0.43973 | 0.63558
1110 | 107.3286 | 13.8012 | 416.043 | 0 | 1009202 | 0.47608 | 0.6688
1111 | 108.6231 | 32.4335 | 425.0637 | 0.11194 | 974250 | 0.4864 | 0.67789
1112 | 110.6956 | 33.4437 | 434.2952 | 21.9892 | 958726 | 0.49696 | 0.68705
1113 | 115.1234 | 31.1665 | 442.2548 | 269.9143 | 885201 | 0.50607 | 0.69483
1114 | 123.1581 | 27.6863 | 483.0188 | 655.0554 | 842134 | 0.55272 | 0.73305
1115 | 122.9804 | 24.5739 | 508.995 | 833.7739 | 833476 | 0.58244 | 0.75608
1116 | 121.0131 | 22.0067 | 546.6511 | 853.1087 | 823635 | 0.62553 | 0.78778
1117 | 113.8256 | 17.3643 | 486.5742 | 744.8911 | 886412 | 0.55679 | 0.73626
1118 | 112.9661 | 17.9318 | 482.389 | 675.0561 | 876458 | 0.552 | 0.73248
1119 | 115.8944 | 17.4319 | 516.6801 | 589.8612 | 834508 | 0.59124 | 0.76271
1120 | 115.8769 | 17.0936 | 507.3972 | 392.0364 | 862534 | 0.58061 | 0.75469
1121 | 116.3248 | 18.0637 | 523.1588 | 181.328 | 812902 | 0.59865 | 0.76823
1122 | 116.2919 | 19.083 | 528.7267 | 31.3264 | 849074 | 0.60502 | 0.77293
1123 | 114.9889 | 18.693 | 573.5704 | 0.051388 | 861604 | 0.65634 | 0.80931
1124 | 114.741 | 18.0905 | 547.6653 | 0 | 818741 | 0.62669 | 0.78861
1125 | 112.3698 | 20.4866 | 497.9096 | 0 | 820995 | 0.56976 | 0.74637
1126 | 110.498 | 1.4681 | 455.1764 | 0 | 894512 | 0.52086 | 0.70723
1127 | 109.5819 | 3.1388 | 464.2209 | 0 | 969032 | 0.53121 | 0.71575
1128 | 109.4767 | 5.1053 | 463.7293 | 0 | 974895 | 0.53064 | 0.71529
1129 | 107.2896 | 6.4263 | 442.3784 | 0 | 959348 | 0.50621 | 0.69495
1130 | 100.3824 | 7.5828 | 462.4407 | 0 | 850079 | 0.52917 | 0.71409
1131 | 100.4355 | 8.6256 | 452.2551 | 0 | 698240 | 0.51751 | 0.70445
1132 | 100.3733 | 9.4075 | 478.0572 | 0 | 543525 | 0.54704 | 0.72854
1133 | 100.7656 | 10.3774 | 516.8214 | 0 | 624545 | 0.5914 | 0.76283
1134 | 102.3098 | 10.8054 | 585.1661 | 0 | 1029013 | 0.6696 | 0.8183
1135 | 104.1061 | 29.2128 | 562.7696 | 0.060177 | 981432 | 0.64398 | 0.80078
1136 | 105.1881 | 30.347 | 604.8004 | 3.1403 | 935439 | 0.69207 | 0.83318
1137 | 110.9057 | 27.6578 | 626.8186 | 71.5342 | 894045 | 0.71727 | 0.84934
1138 | 119.9006 | 24.3532 | 710.0595 | 294.1474 | 840953 | 0.81252 | 0.90593
1139 | 120.0412 | 21.181 | 668.3505 | 670.3515 | 828707 | 0.76479 | 0.87843
1140 | 118.2721 | 18.5109 | 635.8971 | 979.0316 | 841457 | 0.72766 | 0.85585
1141 | 111.1881 | 13.3999 | 608.8178 | 1121.9531 | 833507 | 0.69667 | 0.83617
1142 | 109.7705 | 13.9189 | 555.5414 | 1159.1789 | 863469 | 0.6357 | 0.79499
1143 | 112.9057 | 13.2288 | 542.5904 | 1079.7797 | 826668 | 0.62088 | 0.78445
1144 | 112.1751 | 12.9164 | 514.3388 | 887.7197 | 847798 | 0.58856 | 0.7607
1145 | 113.5728 | 13.3489 | 497.1009 | 564.8399 | 842303 | 0.56883 | 0.74566
1146 | 114.6035 | 14.8294 | 536.6517 | 155.2878 | 835438 | 0.61409 | 0.77955
1147 | 114.7122 | 14.4076 | 568.8155 | 1.5662 | 836473 | 0.65089 | 0.80557
1148 | 116.3307 | 14.2617 | 595.4661 | 0 | 857402 | 0.68139 | 0.82616
1149 | 112.9825 | 16.6754 | 636.8143 | 0 | 822289 | 0.72871 | 0.85651
1150 | 109.9237 | 0.92538 | 650.2197 | 0 | 900110 | 0.74404 | 0.86595
1151 | 108.7393 | 0.91058 | 641.3059 | 0 | 941097 | 0.73384 | 0.85969
1152 | 109.5461 | 1.2699 | 654.4903 | 0 | 959206 | 0.74893 | 0.86892
1153 | 108.6711 | 3.1078 | 655.9485 | 0 | 918538 | 0.7506 | 0.86993
1154 | 101.7339 | 4.9232 | 660.2955 | 0 | 826286 | 0.75557 | 0.87293
1155 | 98.5732 | 6.7405 | 627.5717 | 0 | 692161 | 0.71813 | 0.84989
1156 | 99.0424 | 7.9521 | 605.9339 | 0 | 559574 | 0.69337 | 0.83402
1157 | 97.9954 | 9.1949 | 581.6763 | 0 | 614380 | 0.66561 | 0.81561
1158 | 98.6297 | 10.3006 | 538.536 | 0 | 1030361 | 0.61625 | 0.78111
1159 | 98.4251 | 29.7106 | 512.524 | 0.12846 | 989939 | 0.58648 | 0.75913
1160 | 100.3777 | 30.3029 | 498.2093 | 21.9867 | 921218 | 0.5701 | 0.74664
1161 | 102.3132 | 27.5193 | 486.3939 | 321.065 | 887861 | 0.55658 | 0.7361
1162 | 104.0306 | 23.9402 | 481.8325 | 751.9174 | 877200 | 0.55136 | 0.73198
1163 | 104.574 | 20.8285 | 477.3309 | 1062.1999 | 836483 | 0.54621 | 0.72788
1164 | 104.336 | 18.1974 | 459.5377 | 1249.908 | 856281 | 0.52585 | 0.71136
1165 | 100.659 | 13.9072 | 476.782 | 1308.496 | 854585 | 0.54558 | 0.72737
1166 | 99.5251 | 14.7006 | 510.5092 | 1261.8894 | 851047 | 0.58417 | 0.75739
1167 | 99.9079 | 14.0296 | 593.0411 | 1128.4342 | 845540 | 0.67862 | 0.82432
1168 | 98.7582 | 13.7351 | 616.8002 | 883.2496 | 870156 | 0.7058 | 0.84205
1169 | 99.2532 | 14.6482 | 629.0881 | 538.9754 | 838182 | 0.71986 | 0.85098
1170 | 98.7834 | 15.832 | 571.9317 | 142.3624 | 826965 | 0.65446 | 0.80802
1171 | 101.3009 | 15.3638 | 557.4701 | 1.5996 | 834944 | 0.63791 | 0.79654
1172 | 103.8105 | 15.4012 | 549.0237 | 0 | 825844 | 0.62825 | 0.78972
1173 | 101.9864 | 18.3282 | 515.1721 | 0 | 847808 | 0.58951 | 0.76141
1174 | 100.7937 | 1.1122 | 465.7713 | 0 | 943486 | 0.53298 | 0.7172
1175 | 101.8014 | 1.2518 | 413.6387 | 0 | 970590 | 0.47333 | 0.66635
1176 | 102.6612 | 3.4606 | 366.566 | 0 | 979321 | 0.41946 | 0.61622
1177 | 102.6805 | 5.1552 | 340.7215 | 0 | 936528 | 0.38989 | 0.58679
1178 | 98.3364 | 6.8727 | 313.5164 | 0 | 842996 | 0.35876 | 0.55422
1179 | 96.1653 | 8.4806 | 305.3935 | 0 | 690045 | 0.34946 | 0.54416
1180 | 95.9641 | 9.6772 | 262.3458 | 0 | 552632 | 0.3002 | 0.48804
1181 | 95.9525 | 10.7713 | 222.1988 | 0 | 612611 | 0.25426 | 0.43107
1182 | 96.0841 | 11.7799 | 246.9954 | 0 | 1023733 | 0.28264 | 0.46682
1183 | 96.6554 | 31.2365 | 257.6698 | 0.12354 | 1002261 | 0.29485 | 0.48165
1184 | 96.2855 | 31.6087 | 221.6047 | 24.4795 | 921257 | 0.25358 | 0.43019
1185 | 94.502 | 28.5236 | 271.9351 | 256.7763 | 896971 | 0.31117 | 0.50097
1186 | 93.477 | 24.7551 | 358.9283 | 583.0765 | 883533 | 0.41072 | 0.60767
1187 | 95.3972 | 21.6084 | 432.3049 | 877.6516 | 844599 | 0.49469 | 0.68509
1188 | 94.964 | 18.9838 | 489.66 | 1057.2621 | 823590 | 0.56032 | 0.73903
1189 | 95.0782 | 14.705 | 515.7078 | 994.4979 | 833092 | 0.59012 | 0.76187
1190 | 95.5291 | 15.452 | 539.2844 | 816.1428 | 848776 | 0.6171 | 0.78173
1191 | 95.0999 | 14.621 | 586.1511 | 634.7378 | 846755 | 0.67073 | 0.81906
1192 | 96.5474 | 14.4233 | 592.2982 | 365.5734 | 837994 | 0.67777 | 0.82376
1193 | 96.8898 | 15.2369 | 539.2374 | 126.6388 | 843364 | 0.61705 | 0.78169
1194 | 97.4412 | 16.6338 | 554.4259 | 22.9643 | 860843 | 0.63443 | 0.79409
1195 | 98.0194 | 16.3602 | 625.9292 | 0.16346 | 832431 | 0.71625 | 0.8487
1196 | 98.8493 | 15.9979 | 669.6229 | 0 | 825722 | 0.76625 | 0.87929
1197 | 98.1943 | 18.6604 | 690.3959 | 0 | 849525 | 0.79002 | 0.89317
1198 | 96.5196 | 1.1155 | 667.3966 | 0 | 905845 | 0.7637 | 0.87778
1199 | 97.7688 | 1.1477 | 558.9929 | 0 | 934419 | 0.63965 | 0.79776
1200 | 99.8608 | 3.043 | 494.5812 | 0 | 971212 | 0.56595 | 0.74342
1201 | 96.5802 | 4.3332 | 536.2857 | 0 | 895475 | 0.61367 | 0.77925
1202 | 93.8929 | 5.7534 | 590.7234 | 0 | 773730 | 0.67596 | 0.82256
1203 | 91.9593 | 7.0383 | 598.9191 | 0 | 670864 | 0.68534 | 0.82877
1204 | 91.9542 | 8.0348 | 570.9485 | 0 | 573542 | 0.65333 | 0.80725
1205 | 92.4384 | 8.9661 | 528.4715 | 0 | 630452 | 0.60473 | 0.77272
1206 | 95.3868 | 9.9863 | 533.0814 | 0 | 1012106 | 0.61 | 0.77658
1207 | 97.7809 | 29.2894 | 540.9749 | 0.057805 | 1114729 | 0.61904 | 0.78312
1208 | 102.7496 | 29.7092 | 536.5 | 3.1268 | 1041409 | 0.61392 | 0.77942
1209 | 110.3475 | 26.4765 | 643.3786 | 59.5309 | 946708 | 0.73622 | 0.86115
1210 | 122.5614 | 22.395 | 744.6246 | 230.2086 | 853768 | 0.85207 | 0.92754
1211 | 123.7906 | 19.0786 | 759.3832 | 537.1381 | 826612 | 0.86896 | 0.93645
1212 | 123.1892 | 16.1539 | 729.5814 | 928.2243 | 837591 | 0.83486 | 0.91826
1213 | 114.9339 | 11.6453 | 699.9781 | 1220.2617 | 835834 | 0.80098 | 0.89943
1214 | 112.7945 | 12.2522 | 646.7697 | 1244.825 | 845661 | 0.7401 | 0.86354
1215 | 117.2646 | 11.5533 | 605.3709 | 1129.3159 | 824797 | 0.69272 | 0.8336
1216 | 116.7624 | 11.2383 | 569.1601 | 895.4885 | 826327 | 0.65129 | 0.80584
1217 | 118.4349 | 12.1712 | 580.2446 | 521.6549 | 830139 | 0.66397 | 0.81451
1218 | 118.398 | 13.4733 | 566.2182 | 133.291 | 829661 | 0.64792 | 0.80352
1219 | 119.4385 | 13.2472 | 536.8201 | 1.099 | 808617 | 0.61428 | 0.77969
1220 | 120.1039 | 13.1438 | 485.812 | 0 | 854622 | 0.55591 | 0.73558
1221 | 116.1738 | 16.0114 | 439.4296 | 0 | 865416 | 0.50284 | 0.69208
1222 | 113.3425 | 1.0843 | 384.5603 | 0 | 907180 | 0.44005 | 0.63589
1223 | 111.4495 | 0.77493 | 342.4652 | 0 | 983413 | 0.39188 | 0.58882
1224 | 111.3933 | 0.93891 | 331.2469 | 0 | 1039256 | 0.37905 | 0.57564
1225 | 110.6168 | 2.2804 | 338.1853 | 0 | 981184 | 0.38698 | 0.58383
1226 | 105.1118 | 4.13 | 268.0392 | 0 | 831674 | 0.30672 | 0.49575
1227 | 104.0797 | 5.9899 | 245.2687 | 0 | 684545 | 0.28066 | 0.46439
1228 | 103.9976 | 7.3064 | 218.0968 | 0 | 559413 | 0.24957 | 0.42497
1229 | 104.2532 | 8.4936 | 220.656 | 0 | 608605 | 0.2525 | 0.42878
1230 | 106.856 | 9.7516 | 190.2725 | 0 | 1005346 | 0.21773 | 0.38215
1231 | 111.3285 | 29.2123 | 165.0751 | 0.18968 | 1195133 | 0.18889 | 0.34103
1232 | 116.5416 | 29.7632 | 112.411 | 35.3632 | 1274208 | 0.12863 | 0.24701
1233 | 119.7902 | 27.5032 | 46.8291 | 335.5024 | 1133123 | 0.053586 | 0.11176
1234 | 125.8917 | 24.3119 | 74.4684 | 768.4226 | 1002899 | 0.085214 | 0.1715
1235 | 126.1708 | 21.9306 | 63.3159 | 1049.9328 | 981916 | 0.072452 | 0.14791
1236 | 125.2018 | 19.6527 | 42.1021 | 1204.1498 | 911481 | 0.048177 | 0.10111
1237 | 115.7429 | 15.195 | 12.6428 | 1256.0471 | 862988 | 0.014467 | 0.031591
1238 | 113.9302 | 15.9713 | 21.0363 | 1217.8194 | 867051 | 0.024072 | 0.051964
1239 | 117.3795 | 15.1964 | 33.7384 | 1107.3862 | 864322 | 0.038607 | 0.081927
1240 | 116.5239 | 14.8609 | 37.1141 | 886.207 | 847855 | 0.04247 | 0.08972
1241 | 116.8283 | 15.4868 | 52.3956 | 537.9904 | 855637 | 0.059956 | 0.12414
1242 | 118.0408 | 16.4549 | 56.6197 | 157.9006 | 848197 | 0.06479 | 0.13341
1243 | 117.3103 | 15.8345 | 77.6876 | 3.5457 | 857774 | 0.088898 | 0.17819
1244 | 118.459 | 15.4535 | 110.7991 | 0 | 893728 | 0.12679 | 0.24395
1245 | 115.4245 | 18.0533 | 133.4502 | 0 | 919519 | 0.15271 | 0.28597
1246 | 111.7939 | 1.0969 | 148.0992 | 0 | 1039364 | 0.16947 | 0.31198
1247 | 109.9316 | 0.89204 | 180.6201 | 0 | 1145346 | 0.20668 | 0.36667
1248 | 109.7436 | 1.792 | 239.5822 | 0 | 1169763 | 0.27415 | 0.45633
1249 | 109.3758 | 3.0925 | 301.7363 | 0 | 1049676 | 0.34528 | 0.53958
1250 | 103.4804 | 4.3023 | 336.4519 | 0 | 829029 | 0.385 | 0.58179
1251 | 102.7024 | 5.4638 | 296.4832 | 0 | 657107 | 0.33926 | 0.53294
1252 | 101.7245 | 6.3621 | 270.8739 | 0 | 525837 | 0.30996 | 0.49955
1253 | 101.3267 | 7.3367 | 262.0786 | 0 | 612775 | 0.2999 | 0.48768
1254 | 103.293 | 8.3007 | 251.2503 | 0 | 986121 | 0.28751 | 0.47277
1255 | 106.1575 | 27.6512 | 253.1139 | 0.044949 | 947947 | 0.28964 | 0.47536
1256 | 109.5507 | 28.0444 | 261.6461 | 1.1339 | 921971 | 0.2994 | 0.48709
1257 | 114.8502 | 25.1551 | 241.5269 | 16.486 | 914821 | 0.27638 | 0.45909
1258 | 124.8042 | 21.59 | 290.6891 | 47.5694 | 879691 | 0.33263 | 0.52553
1259 | 128.2286 | 18.4535 | 307.7037 | 73.4237 | 844557 | 0.3521 | 0.54704
1260 | 129.4081 | 15.9337 | 312.9382 | 92.2431 | 868484 | 0.35809 | 0.55351
1261 | 123.0756 | 11.5345 | 288.2435 | 93.7253 | 876953 | 0.32984 | 0.52238
1262 | 122.2541 | 12.1013 | 229.2067 | 79.2959 | 882170 | 0.26228 | 0.44136
1263 | 127.6194 | 11.4162 | 164.0325 | 51.9817 | 846559 | 0.1877 | 0.33928
1264 | 126.5087 | 11.1613 | 163.1912 | 30.3335 | 856989 | 0.18674 | 0.33786
1265 | 125.6101 | 11.9133 | 168.7288 | 14.6327 | 871228 | 0.19308 | 0.34714
1266 | 123.9343 | 12.8451 | 175.8596 | 1.4822 | 850055 | 0.20124 | 0.35891
1267 | 120.5046 | 12.2237 | 226.369 | 0.052758 | 831830 | 0.25903 | 0.43721
1268 | 118.393 | 11.9819 | 280.7438 | 0 | 834125 | 0.32125 | 0.51262
1269 | 113.0239 | 14.8001 | 385.7147 | 0 | 886453 | 0.44137 | 0.63713
1270 | 110.062 | 1.0824 | 472.1671 | 0 | 915583 | 0.5403 | 0.72313
1271 | 108.9152 | 0.7599 | 477.1103 | 0 | 929352 | 0.54596 | 0.72767
1272 | 109.0031 | 0.67749 | 490.3103 | 0 | 973126 | 0.56106 | 0.73962
1273 | 108.8985 | 0.64109 | 514.4336 | 0 | 952128 | 0.58867 | 0.76078
1274 | 103.6734 | 1.6303 | 559.6694 | 0 | 869220 | 0.64043 | 0.7983
1275 | 103.2197 | 3.2094 | 589.3108 | 0 | 679062 | 0.67435 | 0.82148
1276 | 102.1245 | 4.3832 | 601.7535 | 0 | 551704 | 0.68859 | 0.8309
1277 | 102.8453 | 5.5572 | 611.4248 | 0 | 613099 | 0.69965 | 0.8381
1278 | 103.9488 | 6.306 | 622.6153 | 0 | 1026656 | 0.71246 | 0.8463
1279 | 106.9989 | 25.2266 | 601.094 | 0.089704 | 1007232 | 0.68783 | 0.83041
1280 | 108.83 | 26.3445 | 651.8688 | 18.096 | 933658 | 0.74593 | 0.8671
1281 | 114.9711 | 24.3934 | 708.4732 | 195.4679 | 889973 | 0.8107 | 0.90492
1282 | 122.0147 | 21.2689 | 761.821 | 549.0643 | 876344 | 0.87175 | 0.93791
1283 | 123.0159 | 18.4569 | 738.8739 | 838.9044 | 890308 | 0.84549 | 0.92401
1284 | 121.7048 | 16.1408 | 734.9196 | 1056.7143 | 844420 | 0.84097 | 0.92158
1285 | 115.1037 | 11.4896 | 697.1688 | 1134.3249 | 874100 | 0.79777 | 0.89761
1286 | 113.1599 | 12.1793 | 645.1631 | 1113.8263 | 834777 | 0.73826 | 0.86241
1287 | 117.1665 | 11.7998 | 626.3872 | 995.5118 | 814856 | 0.71677 | 0.84903
1288 | 116.7046 | 11.5143 | 609.9086 | 770.0002 | 830474 | 0.69792 | 0.83698
1289 | 117.5717 | 12.3598 | 603.1451 | 426.8538 | 835414 | 0.69018 | 0.83194
1290 | 118.3115 | 13.1529 | 593.1657 | 130.0609 | 841698 | 0.67876 | 0.82442
1291 | 118.8721 | 12.6761 | 582.5311 | 3.7767 | 829088 | 0.66659 | 0.81627
1292 | 120.349 | 12.1702 | 597.9588 | 0 | 827008 | 0.68424 | 0.82805
1293 | 116.6784 | 14.7601 | 596.5854 | 0 | 846154 | 0.68267 | 0.82701
1294 | 112.921 | 0.95017 | 590.1619 | 0 | 911204 | 0.67532 | 0.82213
1295 | 111.4416 | 0.84207 | 561.2516 | 0 | 929729 | 0.64224 | 0.79957
1296 | 111.9473 | 0.69131 | 544.9959 | 0 | 973855 | 0.62364 | 0.78643
1297 | 109.9422 | 0.87332 | 510.1322 | 0 | 934635 | 0.58374 | 0.75707
1298 | 105.2579 | 2.0333 | 514.0013 | 0 | 866183 | 0.58817 | 0.76041
1299 | 104.1352 | 3.4921 | 526.8658 | 0 | 694581 | 0.60289 | 0.77136
1300 | 103.2084 | 4.6486 | 547.5738 | 0 | 549885 | 0.62659 | 0.78853
1301 | 104.3206 | 5.6967 | 543.2891 | 0 | 625886 | 0.62168 | 0.78503
1302 | 106.4203 | 6.2448 | 531.3214 | 0 | 1025580 | 0.60799 | 0.77511
1303 | 107.936 | 25.0198 | 531.5623 | 0.20008 | 966740 | 0.60827 | 0.77531
1304 | 111.7334 | 25.9387 | 515.0676 | 38.2589 | 950414 | 0.58939 | 0.76132
1305 | 115.6786 | 23.7092 | 472.174 | 347.7322 | 906272 | 0.54031 | 0.72314
1306 | 122.5087 | 20.8819 | 449.3884 | 806.608 | 863150 | 0.51423 | 0.70171
1307 | 122.6202 | 18.0966 | 390.1581 | 1110.099 | 840083 | 0.44646 | 0.64187
1308 | 121.3189 | 15.6644 | 379.87 | 1275.6957 | 853481 | 0.43468 | 0.63082
1309 | 114.548 | 10.6863 | 379.3088 | 1349.4454 | 820972 | 0.43404 | 0.63021
1310 | 112.2748 | 11.4618 | 393.7649 | 1326.0149 | 841017 | 0.45058 | 0.6457
1311 | 114.5494 | 11.0365 | 437.9074 | 1202.0768 | 794856 | 0.5011 | 0.69059
1312 | 113.1378 | 10.6815 | 497.0758 | 971.8869 | 829557 | 0.5688 | 0.74564
1313 | 114.4514 | 11.0417 | 544.4525 | 616.2627 | 832258 | 0.62302 | 0.78598
1314 | 115.2377 | 12.1337 | 559.1518 | 183.2162 | 862704 | 0.63984 | 0.79789
1315 | 115.4455 | 11.4526 | 528.8504 | 3.4555 | 859276 | 0.60516 | 0.77304
1316 | 116.2647 | 11.4473 | 496.5339 | 0 | 864532 | 0.56818 | 0.74516
1317 | 112.6635 | 14.1179 | 454.356 | 0 | 853579 | 0.51992 | 0.70645
1318 | 109.2814 | 0.92026 | 476.8337 | 0 | 929529 | 0.54564 | 0.72742
1319 | 107.8362 | 0.87612 | 448.4987 | 0 | 938375 | 0.51322 | 0.70086
1320 | 108.8049 | 0.67226 | 405.7829 | 0 | 976600 | 0.46434 | 0.65827
1321 | 108.3309 | 0.83913 | 400.8797 | 0 | 942894 | 0.45873 | 0.65318
1322 | 102.4889 | 2.4222 | 414.0555 | 0 | 854512 | 0.4738 | 0.66677
1323 | 99.0665 | 4.2799 | 393.6381 | 0 | 694115 | 0.45044 | 0.64557
1324 | 99.2367 | 5.5463 | 373.0355 | 0 | 564154 | 0.42686 | 0.62336
1325 | 99.6951 | 6.7742 | 357.1512 | 0 | 607131 | 0.40869 | 0.60566
1326 | 100.9299 | 8.0683 | 383.1684 | 0 | 1030158 | 0.43846 | 0.63439
1327 | 104.0928 | 27.7823 | 330.9679 | 0.16275 | 971173 | 0.37873 | 0.57531
1328 | 103.6579 | 28.2209 | 311.1566 | 33.9768 | 957528 | 0.35606 | 0.55131
1329 | 104.217 | 25.4682 | 289.9158 | 304.5058 | 910779 | 0.33175 | 0.52454
1330 | 104.6314 | 22.0664 | 289.5272 | 697.0384 | 878969 | 0.33131 | 0.52404
1331 | 104.2788 | 19.1147 | 310.597 | 957.6624 | 832515 | 0.35542 | 0.55062
1332 | 104.7753 | 16.7142 | 321.437 | 1124.2966 | 835608 | 0.36782 | 0.56388
1333 | 101.0666 | 12.4002 | 302.1391 | 1200.3272 | 854061 | 0.34574 | 0.54008
1334 | 99.6625 | 13.2764 | 285.2902 | 1193.5125 | 838548 | 0.32646 | 0.51855
1335 | 98.6261 | 12.7341 | 302.7872 | 1094.019 | 858852 | 0.34648 | 0.5409
1336 | 98.3204 | 12.5214 | 312.86 | 860.2742 | 893035 | 0.358 | 0.55341
1337 | 97.9244 | 13.2807 | 333.4889 | 529.0751 | 845837 | 0.38161 | 0.5783
1338 | 97.9921 | 14.3686 | 310.9564 | 158.4766 | 864438 | 0.35583 | 0.55107
1339 | 100.2184 | 13.907 | 301.7635 | 3.1858 | 833018 | 0.34531 | 0.53961
1340 | 103.7498 | 13.4395 | 327.3366 | 0 | 825703 | 0.37457 | 0.57098
1341 | 104.0051 | 15.9972 | 339.1298 | 0 | 830636 | 0.38807 | 0.58493
1342 | 103.0617 | 1.0831 | 354.4424 | 0 | 910389 | 0.40559 | 0.60259
1343 | 103.4313 | 0.76699 | 340.3986 | 0 | 911528 | 0.38952 | 0.58642
1344 | 105.4217 | 0.72987 | 385.6838 | 0 | 982758 | 0.44134 | 0.63709
1345 | 102.5504 | 0.78814 | 359.5661 | 0 | 914170 | 0.41145 | 0.60839
1346 | 98.3552 | 1.3835 | 318.0634 | 0 | 845267 | 0.36396 | 0.55978
1347 | 96.0242 | 2.3421 | 306.076 | 0 | 684008 | 0.35024 | 0.54501
1348 | 95.1173 | 3.2919 | 260.089 | 0 | 552181 | 0.29762 | 0.48497
1349 | 94.3315 | 4.2213 | 209.1865 | 0 | 624176 | 0.23937 | 0.41154
1350 | 96.2095 | 5.1642 | 167.4345 | 0 | 1031746 | 0.19159 | 0.34498
1351 | 96.6919 | 24.7379 | 121.2803 | 0.16171 | 981736 | 0.13878 | 0.26368
1352 | 97.0133 | 25.1229 | 86.3783 | 33.3353 | 967308 | 0.098842 | 0.19597
1353 | 96.2639 | 21.9722 | 57.0256 | 256.5345 | 933587 | 0.065254 | 0.1343
1354 | 95.9089 | 18.3833 | 60.0305 | 581.4346 | 895780 | 0.068693 | 0.14083
1355 | 96.1317 | 15.3302 | 54.3151 | 870.6457 | 877761 | 0.062153 | 0.12837
1356 | 95.4268 | 12.583 | 53.4172 | 1058.7877 | 858480 | 0.061125 | 0.12639
1357 | 94.2615 | 8.0215 | 37.9681 | 1148.7416 | 865671 | 0.043447 | 0.09168
1358 | 92.5318 | 8.7335 | 53.7581 | 1138.5682 | 851000 | 0.061515 | 0.12714
1359 | 91.5155 | 8.1126 | 74.2576 | 1024.0566 | 810747 | 0.084973 | 0.17106
1360 | 90.8616 | 7.7528 | 91.3219 | 824.8686 | 854309 | 0.1045 | 0.20592
1361 | 92.2527 | 8.5568 | 99.9461 | 518.6859 | 849064 | 0.11437 | 0.22298
1362 | 93.4971 | 9.6419 | 90.4137 | 171.0803 | 848381 | 0.10346 | 0.2041
1363 | 96.6994 | 8.9641 | 100.9235 | 4.9415 | 854485 | 0.11549 | 0.22489
1364 | 101.3559 | 9.1926 | 97.4918 | 0 | 831699 | 0.11156 | 0.21816
1365 | 101.3796 | 12.3804 | 76.7081 | 0 | 849433 | 0.087777 | 0.17616
1366 | 100.7822 | 1.0817 | 70.9639 | 0 | 898619 | 0.081204 | 0.16416
1367 | 102.6867 | 0.7582 | 67.6677 | 0 | 925730 | 0.077432 | 0.15719
1368 | 102.8384 | 0.66293 | 57.5736 | 0 | 944139 | 0.065881 | 0.13549
1369 | 98.0424 | 0.51177 | 75.5605 | 0 | 883508 | 0.086464 | 0.17378
1370 | 93.0321 | 0.99123 | 92.2052 | 0 | 793871 | 0.10551 | 0.20768
1371 | 92.6309 | 3.1965 | 83.1383 | 0 | 697528 | 0.095135 | 0.18939
1372 | 92.698 | 4.8262 | 72.9906 | 0 | 592026 | 0.083523 | 0.16841
1373 | 93.084 | 6.2663 | 80.2399 | 0 | 635252 | 0.091818 | 0.18345
1374 | 96.8271 | 7.8143 | 84.7679 | 0 | 1011939 | 0.097 | 0.19271
1375 | 100.5628 | 27.5501 | 84.3815 | 0.2059 | 1130825 | 0.096558 | 0.19192
1376 | 105.4765 | 28.0428 | 57.661 | 46.736 | 1047528 | 0.065981 | 0.13568
1377 | 109.6774 | 25.5502 | 28.0558 | 344.563 | 952526 | 0.032104 | 0.068649
1378 | 118.5996 | 22.3551 | 58.1875 | 740.6287 | 842831 | 0.066584 | 0.13683
1379 | 120.398 | 19.5791 | 60.0275 | 1004.1362 | 838991 | 0.068689 | 0.14082
1380 | 118.5288 | 17.4035 | 76.8439 | 1149.2459 | 857132 | 0.087932 | 0.17644
1381 | 111.9069 | 13.2584 | 79.8324 | 1193.7708 | 837420 | 0.091352 | 0.18261
1382 | 108.1472 | 14.1057 | 70.7101 | 1138.8437 | 836784 | 0.080913 | 0.16363
1383 | 112.7668 | 13.5726 | 71.8999 | 1048.5328 | 815508 | 0.082275 | 0.16613
1384 | 110.5035 | 13.4631 | 80.8813 | 876.1895 | 830789 | 0.092552 | 0.18477
1385 | 111.426 | 14.0039 | 72.2824 | 570.1972 | 839928 | 0.082713 | 0.16693
1386 | 112.0712 | 14.9151 | 67.1038 | 186.956 | 801571 | 0.076787 | 0.156
1387 | 113.0042 | 14.2454 | 68.5404 | 4.6238 | 797019 | 0.078431 | 0.15904
1388 | 115.1865 | 14.5055 | 64.9275 | 0 | 821321 | 0.074296 | 0.15136
1389 | 112.0395 | 17.847 | 67.6517 | 0 | 863588 | 0.077414 | 0.15716
1390 | 109.4487 | 1.0971 | 74.4644 | 0 | 920186 | 0.085209 | 0.17149
1391 | 108.2929 | 1.1209 | 77.9661 | 0 | 974775 | 0.089216 | 0.17877
1392 | 108.1307 | 3.6663 | 96.3612 | 0 | 1000359 | 0.11027 | 0.21593
1393 | 106.6358 | 5.303 | 99.2179 | 0 | 954142 | 0.11353 | 0.22156
1394 | 101.3506 | 7.0169 | 102.0298 | 0 | 849501 | 0.11675 | 0.22705
1395 | 100.7917 | 8.7705 | 114.4296 | 0 | 682660 | 0.13094 | 0.25084
1396 | 99.8853 | 9.981 | 138.166 | 0 | 552820 | 0.1581 | 0.29444
1397 | 100.6341 | 11.1487 | 161.7337 | 0 | 615003 | 0.18507 | 0.3354
1398 | 102.2895 | 12.3758 | 197.2018 | 0 | 1013745 | 0.22566 | 0.39306
1399 | 105.8445 | 31.7319 | 194.9158 | 0.33136 | 1229054 | 0.22304 | 0.38947
1400 | 109.2214 | 31.966 | 160.6837 | 55.012 | 1206076 | 0.18387 | 0.33362
1401 | 114.2721 | 29.1736 | 98.7452 | 386.555 | 1068445 | 0.11299 | 0.22063
1402 | 119.0478 | 25.7627 | 108.2783 | 774.6902 | 972120 | 0.1239 | 0.23913
1403 | 119.2418 | 22.8718 | 106.5712 | 1035.2431 | 925988 | 0.12195 | 0.23585
1404 | 117.1025 | 20.4151 | 104.7902 | 1181.5677 | 935385 | 0.11991 | 0.23241
1405 | 109.3616 | 16.0782 | 93.2498 | 1239.4645 | 872499 | 0.10671 | 0.20977
1406 | 106.8645 | 16.8914 | 78.0232 | 1209.1798 | 851028 | 0.089282 | 0.17888
1407 | 111.3512 | 16.2426 | 67.9811 | 1096.3703 | 858676 | 0.077791 | 0.15786
1408 | 111.331 | 16.4298 | 63.6367 | 880.5489 | 867376 | 0.072819 | 0.1486
1409 | 112.1787 | 17.184 | 102.2841 | 549.6669 | 826433 | 0.11704 | 0.22755
1410 | 111.1346 | 18.3043 | 109.95 | 169.9997 | 864240 | 0.12582 | 0.24233
1411 | 111.3094 | 17.7954 | 117.6075 | 4.3426 | 907731 | 0.13458 | 0.25682
1412 | 113.4035 | 16.8831 | 146.0655 | 0 | 979396 | 0.16714 | 0.30842
1413 | 110.3735 | 18.863 | 162.4633 | 0 | 1000193 | 0.18591 | 0.33664
1414 | 107.2819 | 1.1112 | 157.1591 | 0 | 1018907 | 0.17984 | 0.32763
1415 | 106.5526 | 0.89321 | 160.2988 | 0 | 1120934 | 0.18343 | 0.33297
1416 | 107.6711 | 1.3014 | 193.4856 | 0 | 1125857 | 0.22141 | 0.38723
1417 | 106.0538 | 2.0494 | 191.4588 | 0 | 1063477 | 0.21909 | 0.38403
1418 | 101.6629 | 3.1684 | 211.4526 | 0 | 834689 | 0.24196 | 0.41498
1419 | 101.0523 | 3.4262 | 228.1666 | 0 | 654070 | 0.26109 | 0.43984
1420 | 100.7624 | 4.3891 | 207.2459 | 0 | 528631 | 0.23715 | 0.40858
1421 | 101.0675 | 4.9118 | 179.3181 | 0 | 598937 | 0.20519 | 0.36456
1422 | 102.1713 | 5.7092 | 138.074 | 0 | 983607 | 0.158 | 0.29428
1423 | 103.9377 | 25.0091 | 98.4002 | 0.10999 | 1017366 | 0.1126 | 0.21995
1424 | 103.4124 | 25.5859 | 58.7735 | 26.6939 | 942901 | 0.067254 | 0.1381
1425 | 105.277 | 24.3265 | 37.9942 | 199.3975 | 905327 | 0.043477 | 0.09174
1426 | 105.742 | 22.6082 | 68.6811 | 469.4291 | 861942 | 0.078592 | 0.15934
1427 | 107.0501 | 21.2285 | 58.5128 | 702.1857 | 865813 | 0.066956 | 0.13754
1428 | 107.1793 | 19.8411 | 71.1046 | 884.0659 | 871625 | 0.081365 | 0.16446
1429 | 101.464 | 16.3276 | 75.461 | 896.8861 | 824387 | 0.08635 | 0.17357
1430 | 99.5354 | 17.6971 | 72.4686 | 780.2636 | 871195 | 0.082926 | 0.16732
1431 | 103.2399 | 17.1947 | 76.7341 | 583.5761 | 834528 | 0.087807 | 0.17621
1432 | 103.0868 | 16.6849 | 92.0165 | 339.4144 | 840736 | 0.10529 | 0.20731
1433 | 104.9588 | 16.5767 | 125.5717 | 151.9186 | 823186 | 0.14369 | 0.27161
1434 | 105.2642 | 16.4514 | 106.9001 | 46.4165 | 852918 | 0.12233 | 0.23648
1435 | 104.7081 | 14.7295 | 91.5433 | 1.4725 | 856517 | 0.10475 | 0.20636
1436 | 106.5176 | 14.8684 | 149.2149 | 0 | 822479 | 0.17075 | 0.31392
1437 | 106.1003 | 16.5206 | 190.1972 | 0 | 859173 | 0.21764 | 0.38203
1438 | 103.6775 | 1.0833 | 237.4257 | 0 | 879645 | 0.27169 | 0.45324
1439 | 104.7129 | 0.76503 | 255.7632 | 0 | 918110 | 0.29267 | 0.47903
1440 | 105.9704 | 0.71721 | 272.6081 | 0 | 351921 | 0.31194 | 0.50187
1441 | 101.7314 | 1.2825 | 329.4836 | 0 | 859743 | 0.37703 | 0.57354
1442 | 96.0036 | 3.14 | 364.9181 | 0 | 771118 | 0.41757 | 0.61438
1443 | 94.4516 | 5.2282 | 382.8245 | 0 | 672165 | 0.43807 | 0.63402
1444 | 94.3342 | 6.9483 | 381.1257 | 0 | 561705 | 0.43612 | 0.63218
1445 | 94.5569 | 8.2195 | 387.0186 | 0 | 609510 | 0.44286 | 0.63852
1446 | 96.2594 | 9.111 | 416.1266 | 0 | 953194 | 0.47617 | 0.66888
1447 | 100.245 | 28.0437 | 429.9155 | 0.072428 | 708131 | 0.49195 | 0.68272
1448 | 106.829 | 29.1522 | 449.633 | 18.2312 | 536524 | 0.51451 | 0.70195
1449 | 112.1595 | 28.3739 | 476.802 | 155.8633 | 489886 | 0.5456 | 0.72739
1450 | 120.1793 | 26.7029 | 529.4077 | 397.1959 | 606039 | 0.6058 | 0.7735
1451 | 120.4919 | 24.8928 | 534.8716 | 604.2855 | 704792 | 0.61205 | 0.77807
1452 | 120.5254 | 23.3521 | 529.3982 | 744.9264 | 769167 | 0.60579 | 0.7735
1453 | 113.308 | 19.4642 | 526.8354 | 869.1714 | 772648 | 0.60286 | 0.77134
1454 | 110.2208 | 20.7579 | 500.588 | 940.7494 | 790949 | 0.57282 | 0.74874
1455 | 114.5186 | 20.552 | 491.9792 | 907.3893 | 833543 | 0.56297 | 0.74111
1456 | 112.8338 | 20.1101 | 488.3894 | 774.8272 | 830770 | 0.55886 | 0.73789
1457 | 112.8059 | 20.4997 | 503.9062 | 514.187 | 821707 | 0.57662 | 0.75165
1458 | 113.5138 | 20.3986 | 576.8301 | 180.2379 | 805816 | 0.66007 | 0.81185
1459 | 114.6243 | 19.1239 | 611.0702 | 6.6571 | 767173 | 0.69925 | 0.83784
1460 | 117.5246 | 18.2949 | 608.8388 | 0 | 758674 | 0.69669 | 0.83618
1461 | 114.4692 | 20.433 | 588.248 | 0 | 839483 | 0.67313 | 0.82067
1462 | 110.3972 | 1.3559 | 536.0386 | 0 | 941971 | 0.61339 | 0.77904
1463 | 108.9883 | 2.7675 | 515.1783 | 0 | 951206 | 0.58952 | 0.76142
1464 | 109.3851 | 4.5236 | 520.4052 | 0 | 1010224 | 0.5955 | 0.76589
1465 | 108.6965 | 5.4898 | 483.9347 | 0 | 1034201 | 0.55377 | 0.73388
1466 | 102.2735 | 6.2573 | 416.4002 | 0 | 847314 | 0.47649 | 0.66916
1467 | 101.1403 | 6.8255 | 392.1278 | 0 | 671297 | 0.44871 | 0.64397
1468 | 100.6869 | 7.5659 | 334.9932 | 0 | 531133 | 0.38333 | 0.58007
1469 | 102.6155 | 8.1749 | 279.7464 | 0 | 608625 | 0.32011 | 0.51131
1470 | 103.2493 | 8.4897 | 251.7058 | 0 | 1000792 | 0.28803 | 0.4734
1471 | 106.4892 | 26.8717 | 252.6408 | 0.45246 | 941042 | 0.2891 | 0.4747
1472 | 108.6696 | 27.629 | 290.5747 | 73.8868 | 909444 | 0.3325 | 0.52538
1473 | 112.2508 | 25.2467 | 297.6405 | 430.4079 | 904447 | 0.34059 | 0.53441
1474 | 119.0615 | 22.4096 | 353.0584 | 819.7108 | 874138 | 0.404 | 0.60102
1475 | 118.6833 | 19.7411 | 326.2917 | 1073.393 | 821047 | 0.37337 | 0.56973
1476 | 117.0729 | 17.3716 | 313.3545 | 1204.0614 | 857183 | 0.35857 | 0.55402
1477 | 108.8337 | 13.0779 | 271.2921 | 1249.9155 | 857106 | 0.31044 | 0.50011
1478 | 106.2491 | 13.5163 | 234.2233 | 1225.5918 | 875143 | 0.26802 | 0.44864
1479 | 109.4009 | 13.0594 | 228.8005 | 1100.7518 | 843023 | 0.26182 | 0.44077
1480 | 108.9979 | 12.9204 | 230.9495 | 894.9482 | 884112 | 0.26427 | 0.4439
1481 | 110.6791 | 13.11 | 240.837 | 552.0181 | 825969 | 0.27559 | 0.45811
1482 | 111.0974 | 13.9981 | 248.1034 | 167.3566 | 840707 | 0.2839 | 0.46837
1483 | 111.0157 | 13.1819 | 262.8177 | 5.3362 | 847652 | 0.30074 | 0.48869
1484 | 113.0217 | 13.0153 | 262.5525 | 0 | 818313 | 0.30044 | 0.48833
1485 | 111.0433 | 15.4363 | 270.0268 | 0 | 822573 | 0.30899 | 0.49842
1486 | 106.9038 | 0.92077 | 282.4053 | 0 | 897487 | 0.32316 | 0.5148
1487 | 105.8998 | 0.88217 | 305.1765 | 0 | 936017 | 0.34921 | 0.54389
1488 | 106.8576 | 0.76307 | 310.9868 | 0 | 972078 | 0.35586 | 0.5511
1489 | 104.3346 | 1.3995 | 302.6872 | 0 | 938656 | 0.34636 | 0.54077
1490 | 99.9717 | 3.522 | 320.4245 | 0 | 859051 | 0.36666 | 0.56265
1491 | 98.9399 | 5.435 | 302.5845 | 0 | 685690 | 0.34625 | 0.54064
1492 | 97.4327 | 6.8747 | 300.3466 | 0 | 545196 | 0.34369 | 0.53783
1493 | 97.2544 | 8.0863 | 281.4539 | 0 | 608140 | 0.32207 | 0.51355
1494 | 97.1619 | 9.4712 | 207.232 | 0 | 1017760 | 0.23714 | 0.40855
1495 | 98.1741 | 29.021 | 146.8743 | 0.25108 | 958084 | 0.16807 | 0.30984
1496 | 98.5555 | 29.2 | 74.3507 | 58.8017 | 916490 | 0.085079 | 0.17126
1497 | 99.3268 | 26.6809 | 45.4689 | 366.8242 | 898973 | 0.05203 | 0.10871
1498 | 101.812 | 23.7016 | 56.5918 | 754.5889 | 864042 | 0.064758 | 0.13335
1499 | 101.2524 | 21.121 | 42.8345 | 1044.4778 | 863106 | 0.049015 | 0.10277
1500 | 101.1969 | 18.788 | 37.5269 | 1205.2859 | 877768 | 0.042942 | 0.090668
1501 | 97.762 | 14.6566 | 31.9694 | 1270.5923 | 875060 | 0.036583 | 0.077815
1502 | 96.8826 | 15.6926 | 33.4593 | 1245.3383 | 868043 | 0.038287 | 0.08128
1503 | 98.1509 | 15.136 | 36.6223 | 1131.5615 | 865492 | 0.041907 | 0.088589
1504 | 96.9979 | 14.9371 | 37.6557 | 927.1895 | 873723 | 0.043089 | 0.090963
1505 | 97.8836 | 15.2421 | 33.8027 | 611.9814 | 847845 | 0.03868 | 0.082076
1506 | 97.5334 | 16.2592 | 34.3328 | 213.8808 | 849355 | 0.039287 | 0.083304
1507 | 98.4303 | 15.6349 | 33.5586 | 7.8887 | 827988 | 0.038401 | 0.08151
1508 | 101.0286 | 15.6947 | 29.4099 | 0 | 823846 | 0.033654 | 0.071831
1509 | 100.6075 | 18.6768 | 27.8822 | 0 | 837950 | 0.031906 | 0.06824
1510 | 99.3656 | 1.1252 | 24.3429 | 0 | 879673 | 0.027856 | 0.059863
1511 | 100.5365 | 1.3922 | 27.892 | 0 | 910457 | 0.031917 | 0.068263
1512 | 101.5594 | 3.683 | 43.2316 | 0 | 990463 | 0.04947 | 0.10367
1513 | 101.8785 | 5.206 | 62.6204 | 0 | 912055 | 0.071656 | 0.14641
1514 | 95.3797 | 6.7664 | 82.6284 | 0 | 850709 | 0.094551 | 0.18835
1515 | 91.4158 | 8.231 | 101.7439 | 0 | 695282 | 0.11643 | 0.22649
1516 | 90.0638 | 9.3535 | 116.6898 | 0 | 557508 | 0.13353 | 0.2551
1517 | 89.855 | 10.4911 | 146.1298 | 0 | 617654 | 0.16722 | 0.30853
1518 | 91.1162 | 11.5266 | 149.8009 | 0 | 1020146 | 0.17142 | 0.31494
1519 | 93.0415 | 30.8306 | 191.2167 | 0.20435 | 956795 | 0.21881 | 0.38364
1520 | 91.916 | 30.9156 | 194.1394 | 32.2547 | 938626 | 0.22215 | 0.38825
1521 | 90.5233 | 27.8175 | 197.4874 | 168.8454 | 916589 | 0.22598 | 0.3935
1522 | 90.1054 | 24.4001 | 195.5669 | 361.403 | 878470 | 0.22379 | 0.3905
1523 | 91.4182 | 21.6009 | 143.8873 | 546.7854 | 865289 | 0.16465 | 0.30459
1524 | 91.4448 | 19.2071 | 108.6405 | 689.8991 | 891755 | 0.12432 | 0.23982
1525 | 90.6044 | 15.0651 | 69.9409 | 895.8948 | 860298 | 0.080033 | 0.162
1526 | 90.6433 | 15.8406 | 74.2577 | 971.1701 | 860936 | 0.084973 | 0.17106
1527 | 90.3329 | 15.2477 | 91.1515 | 989.0337 | 819258 | 0.1043 | 0.20558
1528 | 90.9127 | 14.9822 | 102.1952 | 813.3652 | 867664 | 0.11694 | 0.22737
1529 | 93.3386 | 15.8128 | 99.4776 | 499.7946 | 833696 | 0.11383 | 0.22206
1530 | 93.4685 | 16.9122 | 104.176 | 153.5753 | 851731 | 0.11921 | 0.23122
1531 | 95.1611 | 16.2948 | 152.6312 | 4.7688 | 848886 | 0.17466 | 0.31985
1532 | 97.2038 | 15.8098 | 237.9878 | 0 | 843620 | 0.27233 | 0.45405
1533 | 95.8059 | 18.2303 | 250.9813 | 0 | 843245 | 0.2872 | 0.4724
1534 | 93.512 | 1.0979 | 288.2704 | 0 | 867555 | 0.32987 | 0.52242
1535 | 95.213 | 0.87663 | 407.2512 | 0 | 895315 | 0.46602 | 0.65979
1536 | 96.4094 | 1.5234 | 524.7964 | 0 | 917196 | 0.60052 | 0.76962
1537 | 95.0876 | 2.7312 | 607.1415 | 0 | 911832 | 0.69475 | 0.83492
1538 | 90.4662 | 3.9622 | 612.2166 | 0 | 818537 | 0.70056 | 0.83868
1539 | 91.1259 | 5.0844 | 692.8783 | 0 | 678695 | 0.79286 | 0.8948
1540 | 91.8048 | 6.0174 | 712.128 | 0 | 582056 | 0.81489 | 0.90726
1541 | 93.2023 | 6.9577 | 716.584 | 0 | 627855 | 0.81999 | 0.91009
1542 | 95.0211 | 7.9516 | 744.0282 | 0 | 1012614 | 0.85139 | 0.92717
1543 | 98.0771 | 27.2486 | 699.5168 | 0.42896 | 1136139 | 0.80046 | 0.89913
1544 | 101.5742 | 27.4121 | 677.6276 | 66.3373 | 1075240 | 0.77541 | 0.88469
1545 | 106.3051 | 24.8438 | 654.9468 | 415.5997 | 933669 | 0.74945 | 0.86923
1546 | 116.1921 | 21.4884 | 689.9634 | 838.6718 | 852069 | 0.78952 | 0.89289
1547 | 115.971 | 18.7845 | 695.9542 | 1136.787 | 875189 | 0.79638 | 0.89681
1548 | 116.4495 | 16.4257 | 703.1187 | 1319.2665 | 850464 | 0.80458 | 0.90147
1549 | 110.8768 | 12.2799 | 681.1072 | 1395.9504 | 807339 | 0.77939 | 0.88702
1550 | 106.5759 | 13.107 | 637.3534 | 1373.6357 | 785703 | 0.72932 | 0.85689
1551 | 112.5916 | 12.4176 | 628.8752 | 1259.0706 | 807028 | 0.71962 | 0.85083
1552 | 111.7811 | 12.0138 | 610.9369 | 1039.9237 | 741298 | 0.69909 | 0.83774
1553 | 112.8496 | 12.4259 | 614.3884 | 694.9619 | 767477 | 0.70304 | 0.84028
1554 | 114.1005 | 13.2509 | 631.0411 | 253.3591 | 815408 | 0.7221 | 0.85238
1555 | 115.3129 | 12.6422 | 606.7982 | 10.8452 | 832025 | 0.69436 | 0.83467
1556 | 116.4108 | 12.5781 | 579.5633 | 0 | 861716 | 0.66319 | 0.81398
1557 | 113.3865 | 15.4885 | 590.1553 | 0 | 935220 | 0.67531 | 0.82213
1558 | 109.5029 | 1.0826 | 539.2117 | 0 | 963806 | 0.61702 | 0.78167
1559 | 107.8443 | 0.76444 | 520.7071 | 0 | 1005018 | 0.59584 | 0.76615
1560 | 108.1955 | 0.77608 | 451.4648 | 0 | 1008749 | 0.51661 | 0.7037
1561 | 106.7528 | 1.5916 | 390.3707 | 0 | 1002237 | 0.4467 | 0.6421
1562 | 101.5066 | 3.5594 | 386.1713 | 0 | 860699 | 0.44189 | 0.63762
1563 | 99.073 | 5.377 | 405.9294 | 0 | 696197 | 0.4645 | 0.65843
1564 | 98.7036 | 6.8835 | 383.8275 | 0 | 532678 | 0.43921 | 0.6351
1565 | 101.2111 | 8.0729 | 383.3999 | 0 | 586930 | 0.43872 | 0.63464
1566 | 103.947 | 9.3301 | 419.3008 | 0 | 995269 | 0.4798 | 0.6721
1567 | 106.6199 | 29.1215 | 455.3023 | 0.19912 | 1140059 | 0.521 | 0.70735
1568 | 111.0264 | 29.2322 | 421.1293 | 30.4013 | 1200451 | 0.4819 | 0.67394
1569 | 115 | 26.2294 | 474.8549 | 184.9324 | 1054643 | 0.54338 | 0.72561
1570 | 123.565 | 23.0978 | 560.0564 | 474.6876 | 936377 | 0.64087 | 0.79861
1571 | 123.1747 | 20.6517 | 608.7516 | 823.5462 | 937511 | 0.69659 | 0.83612
1572 | 121.7546 | 18.4968 | 608.401 | 1041.5624 | 899179 | 0.69619 | 0.83586
1573 | 114.7506 | 14.0269 | 552.9572 | 1108.2929 | 848528 | 0.63275 | 0.79291
1574 | 111.0655 | 14.8968 | 575.7064 | 1091.9648 | 845528 | 0.65878 | 0.81098
1575 | 115.5561 | 14.3859 | 599.072 | 1005.0396 | 859066 | 0.68552 | 0.82889
1576 | 113.8326 | 14.0178 | 576.5427 | 789.855 | 866118 | 0.65974 | 0.81163
1577 | 114.4964 | 14.5907 | 600.1357 | 502.7644 | 867635 | 0.68673 | 0.82969
1578 | 115.6113 | 15.5442 | 615.6882 | 177.3829 | 837361 | 0.70453 | 0.84124
1579 | 116.7572 | 15.0104 | 612.2874 | 8.0098 | 859031 | 0.70064 | 0.83874
1580 | 119.5555 | 14.7716 | 645.2765 | 0 | 870983 | 0.73839 | 0.86249
1581 | 115.8098 | 17.3195 | 682.9738 | 0 | 933621 | 0.78153 | 0.88826
1582 | 111.7858 | 1.088 | 708.1271 | 0 | 1010223 | 0.81031 | 0.9047
1583 | 109.8687 | 0.81156 | 718.1614 | 0 | 1053362 | 0.82179 | 0.91109
1584 | 109.1725 | 1.402 | 698.8858 | 0 | 1143155 | 0.79973 | 0.89872
1585 | 107.3409 | 2.5098 | 700.9253 | 0 | 1031481 | 0.80207 | 0.90005
1586 | 102.7263 | 3.8151 | 651.1738 | 0 | 831350 | 0.74514 | 0.86661
1587 | 102.1043 | 4.9136 | 634.9626 | 0 | 644081 | 0.72659 | 0.85519
1588 | 100.6407 | 5.9426 | 611.104 | 0 | 531306 | 0.69928 | 0.83786
1589 | 100.9034 | 6.9185 | 629.5151 | 0 | 609685 | 0.72035 | 0.85129
1590 | 103.0432 | 7.952 | 654.0833 | 0 | 980054 | 0.74847 | 0.86864
1591 | 106.1254 | 27.3108 | 597.3336 | 0.43663 | 911671 | 0.68353 | 0.82757
1592 | 109.6668 | 27.3572 | 580.098 | 59.2025 | 930817 | 0.6638 | 0.81439
1593 | 115.0519 | 23.9539 | 567.6028 | 342.4232 | 938701 | 0.64951 | 0.80461
1594 | 121.5145 | 20.175 | 589.3876 | 695.1066 | 862226 | 0.67443 | 0.82154
1595 | 122.3354 | 17.0814 | 603.2363 | 888.996 | 859463 | 0.69028 | 0.83201
1596 | 121.427 | 14.3132 | 609.0942 | 1026.4082 | 870273 | 0.69698 | 0.83637
1597 | 113.9322 | 10.0123 | 601.0923 | 1093.5746 | 837916 | 0.68783 | 0.8304
1598 | 110.5098 | 10.8569 | 613.799 | 1087.2049 | 882868 | 0.70237 | 0.83985
1599 | 115.8512 | 10.1619 | 620.3513 | 956.9055 | 868644 | 0.70987 | 0.84465
1600 | 114.7021 | 9.7632 | 637.5235 | 741.0939 | 885125 | 0.72952 | 0.85701
1601 | 115.6496 | 10.3954 | 641.5848 | 404.8583 | 850317 | 0.73416 | 0.85989
1602 | 116.4602 | 11.584 | 616.9068 | 146.1082 | 850065 | 0.70592 | 0.84213
1603 | 116.3273 | 11.3756 | 624.6761 | 7.5847 | 853788 | 0.71482 | 0.84779
1604 | 117.6873 | 11.1694 | 682.0297 | 0 | 845863 | 0.78044 | 0.88763
1605 | 113.6214 | 13.8991 | 693.4635 | 0 | 839440 | 0.79353 | 0.89519
1606 | 109.5103 | 1.0822 | 686.0482 | 0 | 877594 | 0.78504 | 0.8903
1607 | 108.557 | 0.75845 | 666.9119 | 0 | 920622 | 0.76315 | 0.87745
1608 | 108.4651 | 0.66449 | 648.6476 | 0 | 951935 | 0.74225 | 0.86485
1609 | 108.0951 | 0.50905 | 615.5618 | 0 | 936873 | 0.70439 | 0.84115
1610 | 102.6028 | 0.85689 | 613.2183 | 0 | 848904 | 0.7017 | 0.83942
1611 | 101.8776 | 2.2481 | 631.0422 | 0 | 687123 | 0.7221 | 0.85238
1612 | 100.3853 | 3.5549 | 621.157 | 0 | 544198 | 0.71079 | 0.84524
1613 | 101.4372 | 4.904 | 560.4411 | 0 | 597975 | 0.64131 | 0.79892
1614 | 104.0197 | 5.7568 | 521.806 | 0 | 1005858 | 0.5971 | 0.76708
1615 | 106.9188 | 24.6583 | 521.1875 | 0.75112 | 957345 | 0.59639 | 0.76656
1616 | 109.3093 | 25.0621 | 541.7938 | 96.3884 | 928180 | 0.61997 | 0.7838
1617 | 112.4232 | 23.1688 | 492.8257 | 461.7991 | 915491 | 0.56394 | 0.74186
1618 | 119.0502 | 20.2158 | 495.664 | 848.4881 | 852682 | 0.56719 | 0.74439
1619 | 118.2293 | 17.4353 | 500.8192 | 1106.2116 | 809714 | 0.57309 | 0.74894
1620 | 116.7429 | 15.2422 | 560.9813 | 1252.9297 | 849820 | 0.64193 | 0.79935
1621 | 111.0691 | 10.4473 | 613.2591 | 1302.3563 | 870305 | 0.70175 | 0.83945
1622 | 107.1863 | 11.2235 | 584.7015 | 1245.5694 | 882204 | 0.66907 | 0.81795
1623 | 111.9013 | 10.6224 | 601.6364 | 1090.1952 | 819423 | 0.68845 | 0.83081
1624 | 110.7666 | 10.1132 | 622.1643 | 867.5395 | 831333 | 0.71194 | 0.84597
1625 | 111.7 | 10.6985 | 656.456 | 566.3583 | 817902 | 0.75118 | 0.87028
1626 | 112.2827 | 11.4035 | 662.5844 | 208.6336 | 850305 | 0.75819 | 0.8745
1627 | 113.1436 | 11.0011 | 655.3558 | 11.6776 | 828659 | 0.74992 | 0.86952
1628 | 116.8276 | 10.5108 | 604.3924 | 0 | 858017 | 0.6916 | 0.83287
1629 | 113.5253 | 12.9445 | 591.7516 | 0 | 829247 | 0.67714 | 0.82334
1630 | 110.0412 | 0.94978 | 584.073 | 0 | 885929 | 0.66835 | 0.81746
1631 | 108.1621 | 0.83895 | 562.8256 | 0 | 919804 | 0.64404 | 0.80082
1632 | 108.5596 | 0.64631 | 507.5823 | 0 | 968164 | 0.58083 | 0.75485
1633 | 106.8667 | 0.53242 | 456.195 | 0 | 917833 | 0.52202 | 0.7082
1634 | 100.1929 | 0.51752 | 446.2517 | 0 | 839652 | 0.51064 | 0.6987
1635 | 98.3845 | 0.65922 | 411.8049 | 0 | 675486 | 0.47123 | 0.66447
1636 | 98.7985 | 1.0859 | 368.1716 | 0 | 554891 | 0.4213 | 0.618
1637 | 99.4383 | 2.2211 | 289.2281 | 0 | 610128 | 0.33096 | 0.52365
1638 | 100.8029 | 2.7741 | 273.3803 | 0 | 994763 | 0.31283 | 0.50289
1639 | 103.3094 | 21.6753 | 299.4308 | 0.93711 | 965221 | 0.34264 | 0.53667
1640 | 105.6241 | 22.1555 | 264.8873 | 102.4036 | 920471 | 0.30311 | 0.49149
1641 | 111.1035 | 20.312 | 244.9577 | 481.1205 | 920042 | 0.2803 | 0.46395
1642 | 117.0363 | 17.6094 | 291.2214 | 872.6131 | 875506 | 0.33324 | 0.52622
1643 | 116.1637 | 15.2222 | 272.1981 | 1129.1602 | 843787 | 0.31148 | 0.50132
1644 | 115.3907 | 13.0786 | 233.8929 | 1266.2954 | 878293 | 0.26764 | 0.44816
1645 | 109.3953 | 8.0604 | 195.4905 | 1328.2485 | 882235 | 0.2237 | 0.39038
1646 | 105.1948 | 8.8443 | 158.6576 | 1304.9853 | 876630 | 0.18155 | 0.33018
1647 | 109.3729 | 8.4337 | 152.6762 | 1187.5351 | 840794 | 0.17471 | 0.31992
1648 | 107.446 | 8.3546 | 159.4864 | 980.9648 | 839303 | 0.1825 | 0.33159
1649 | 108.3275 | 8.548 | 160.7885 | 658.989 | 856747 | 0.18399 | 0.3338
1650 | 110.2138 | 9.3192 | 137.7963 | 249.8305 | 865710 | 0.15768 | 0.29378
1651 | 111.0257 | 8.4561 | 107.3921 | 14.9607 | 834325 | 0.12289 | 0.23742
1652 | 113.1586 | 8.4145 | 99.3759 | 0.58248 | 804895 | 0.11372 | 0.22187
1653 | 111.6178 | 11.0893 | 98.2772 | 0.5832 | 830091 | 0.11246 | 0.21971
1654 | 109.2536 | 0.91953 | 99.3719 | 0.58464 | 879466 | 0.11371 | 0.22186
1655 | 108.0256 | 0.87379 | 93.5985 | 0.11952 | 920988 | 0.1071 | 0.21046
1656 | 108.797 | 0.64491 | 98.2359 | 0 | 957788 | 0.11241 | 0.21963
1657 | 106.059 | 0.48721 | 106.3427 | 0.00216 | 927909 | 0.12169 | 0.23541
1658 | 99.0835 | 0.43632 | 96.7167 | 0.00072 | 846816 | 0.11067 | 0.21664
1659 | 97.4821 | 0.48926 | 95.6384 | 0.00072 | 675561 | 0.10944 | 0.21451
1660 | 97.7362 | 0.75858 | 92.9729 | 0.00072 | 530067 | 0.10639 | 0.20921
1661 | 98.4648 | 1.763 | 94.3482 | 0 | 602832 | 0.10796 | 0.21195
1662 | 98.3142 | 3.0991 | 82.0499 | 0 | 1003308 | 0.093889 | 0.18717
1663 | 100.08 | 22.8699 | 67.7621 | 1.0382 | 929736 | 0.07754 | 0.15739
1664 | 100.9908 | 22.6216 | 61.275 | 107.5357 | 933102 | 0.070117 | 0.14352
1665 | 101.414 | 20.2998 | 46.805 | 457.4258 | 897416 | 0.053559 | 0.11171
1666 | 103.059 | 17.0869 | 53.011 | 788.5924 | 845369 | 0.06066 | 0.1255
1667 | 102.008 | 13.8795 | 45.5656 | 1010.4236 | 820016 | 0.052141 | 0.10893
1668 | 101.5217 | 11.8142 | 48.1446 | 1181.0862 | 809292 | 0.055092 | 0.1147
1669 | 96.5444 | 7.2775 | 32.0397 | 1238.1042 | 856291 | 0.036663 | 0.077979
1670 | 95.3257 | 8.1278 | 28.7653 | 1237.2082 | 840176 | 0.032916 | 0.070318
1671 | 97.1322 | 7.5057 | 34.9291 | 1137.8023 | 849187 | 0.039969 | 0.084684
1672 | 95.994 | 7.2551 | 33.7299 | 936.3641 | 836750 | 0.038597 | 0.081907
1673 | 96.3839 | 8.0091 | 36.5962 | 614.517 | 833770 | 0.041877 | 0.088529
1674 | 95.5314 | 9.1073 | 38.0938 | 215.6008 | 833288 | 0.043591 | 0.091968
1675 | 96.0196 | 8.4554 | 63.7751 | 11.1375 | 854762 | 0.072978 | 0.14889
1676 | 97.9032 | 8.69 | 103.3351 | 0.58392 | 813281 | 0.11825 | 0.22959
1677 | 97.4661 | 12.0473 | 123.1885 | 0.49608 | 858831 | 0.14096 | 0.26722
1678 | 96.861 | 1.0816 | 115.2751 | 0.00432 | 894728 | 0.13191 | 0.25243
1679 | 98.0514 | 0.75812 | 119.1353 | 0.00072 | 900636 | 0.13633 | 0.25968
1680 | 100.087 | 0.66209 | 135.5146 | 0.00216 | 951936 | 0.15507 | 0.28969
1681 | 96.9686 | 0.50017 | 154.9617 | 0.00072 | 918477 | 0.17732 | 0.32386
1682 | 90.9054 | 0.65376 | 169.1642 | 0.00072 | 838125 | 0.19357 | 0.34786
1683 | 88.0441 | 2.0222 | 171.4967 | 0.00072 | 671742 | 0.19624 | 0.35173
1684 | 87.17 | 3.5327 | 196.3399 | 0 | 526606 | 0.22467 | 0.39171
1685 | 87.1737 | 4.9951 | 197.5838 | 0.00072 | 596389 | 0.22609 | 0.39365
1686 | 87.3431 | 6.2889 | 212.0095 | 0.00072 | 993996 | 0.2426 | 0.41582
1687 | 89.3289 | 25.8832 | 219.3207 | 0.83396 | 923064 | 0.25097 | 0.42679
1688 | 89.0885 | 25.4766 | 212.2805 | 92.7247 | 938225 | 0.24291 | 0.41623
1689 | 86.702 | 22.654 | 154.4224 | 407.4815 | 912008 | 0.17671 | 0.32293
1690 | 85.0949 | 19.128 | 156.3177 | 742.2156 | 849948 | 0.17887 | 0.32619
1691 | 86.3625 | 16.1373 | 133.539 | 978.6671 | 839722 | 0.15281 | 0.28613
1692 | 86.4961 | 13.6574 | 112.7951 | 1104.7411 | 838492 | 0.12907 | 0.24774
1693 | 86.6399 | 9.3064 | 74.6081 | 1137.5558 | 843843 | 0.085374 | 0.17179
1694 | 87.6657 | 10.0344 | 75.6535 | 1046.2539 | 857256 | 0.08657 | 0.17397
1695 | 87.9828 | 9.345 | 99.3601 | 905.3082 | 838080 | 0.1137 | 0.22183
1696 | 87.6155 | 9.0047 | 118.5242 | 636.6808 | 805683 | 0.13563 | 0.25854
1697 | 88.8366 | 9.6113 | 126.0873 | 339.3895 | 774475 | 0.14428 | 0.27256
1698 | 89.0622 | 10.5857 | 136.8468 | 111.5933 | 799818 | 0.15659 | 0.29208
1699 | 89.7789 | 10.2545 | 145.4689 | 8.4047 | 768207 | 0.16646 | 0.30737
1700 | 92.0828 | 10.5283 | 167.5582 | 0.5832 | 772362 | 0.19174 | 0.34519
1701 | 92.3983 | 13.7098 | 178.2205 | 0.56664 | 778276 | 0.20394 | 0.36277
1702 | 90.5861 | 1.0821 | 228.3754 | 0 | 804024 | 0.26133 | 0.44015
1703 | 91.094 | 0.75846 | 260.2016 | 0.00216 | 880807 | 0.29775 | 0.48512
1704 | 92.2681 | 0.67244 | 273.9906 | 0.00072 | 865844 | 0.31353 | 0.50371
1705 | 89.8315 | 0.63937 | 287.5551 | 0.00072 | 837270 | 0.32905 | 0.52149
1706 | 86.6188 | 1.5993 | 282.5343 | 0.00072 | 717449 | 0.3233 | 0.51496
1707 | 85.9869 | 3.3483 | 267.1448 | 0.00072 | 616105 | 0.30569 | 0.49454
1708 | 85.3133 | 4.6308 | 259.0122 | 0 | 519052 | 0.29639 | 0.48349
1709 | 86.7351 | 5.9158 | 258.6244 | 0.00072 | 584457 | 0.29594 | 0.48296
1710 | 91.4155 | 7.1006 | 247.0368 | 0 | 948618 | 0.28268 | 0.46688
1711 | 95.395 | 26.5844 | 186.618 | 0.69332 | 1034022 | 0.21355 | 0.37633
1712 | 98.5391 | 26.2438 | 134.2454 | 86.8493 | 979483 | 0.15362 | 0.28741
1713 | 104.8774 | 23.7577 | 130.8929 | 408.6791 | 834813 | 0.14978 | 0.28134
1714 | 112.4352 | 20.5066 | 174.1738 | 767.4359 | 814962 | 0.19931 | 0.35615
1715 | 111.8631 | 17.6484 | 172.561 | 1033.2337 | 790683 | 0.19746 | 0.35349
1716 | 110.7981 | 15.243 | 207.3207 | 1128.945 | 770579 | 0.23724 | 0.40869
1717 | 107.5633 | 10.9539 | 191.1555 | 1145.4476 | 774892 | 0.21874 | 0.38355
1718 | 104.2144 | 11.45 | 192.1707 | 1082.9431 | 779029 | 0.2199 | 0.38515
1719 | 109.4771 | 10.3702 | 194.5506 | 877.0194 | 767178 | 0.22262 | 0.3889
1720 | 108.607 | 9.6701 | 204.3903 | 611.2898 | 750862 | 0.23388 | 0.4042
1721 | 109.847 | 10.039 | 227.3534 | 334.6815 | 774355 | 0.26016 | 0.43865
1722 | 110.2278 | 10.8574 | 256.0519 | 111.5154 | 743906 | 0.293 | 0.47942
1723 | 109.5739 | 10.6502 | 261.0062 | 7.6584 | 756653 | 0.29867 | 0.48622
1724 | 111.4391 | 10.7481 | 244.5813 | 0.48024 | 769926 | 0.27987 | 0.46342
1725 | 108.5662 | 13.947 | 262.6723 | 0.48096 | 807211 | 0.30058 | 0.48849
1726 | 105.0733 | 1.0822 | 249.4848 | 0.4824 | 847619 | 0.28548 | 0.47031
1727 | 103.9801 | 0.75854 | 217.2743 | 0.48312 | 915749 | 0.24863 | 0.42374
1728 | 103.1963 | 0.67506 | 215.646 | 0.44424 | 930202 | 0.24676 | 0.4213
1729 | 100.8334 | 0.71958 | 222.3422 | 0.0144 | 870908 | 0.25443 | 0.43128
1730 | 95.3734 | 2.1113 | 227.8269 | 0.0072 | 760037 | 0.2607 | 0.43935
1731 | 95.0645 | 4.1337 | 230.3919 | 0.00288 | 609293 | 0.26364 | 0.44309
1732 | 94.8463 | 5.5165 | 223.8427 | 0.00144 | 503540 | 0.25614 | 0.43349
1733 | 95.4839 | 6.9424 | 222.5031 | 0.00072 | 545195 | 0.25461 | 0.43152
1734 | 94.8783 | 8.26 | 227.3345 | 0 | 906258 | 0.26014 | 0.43863
1735 | 98.8942 | 27.5969 | 221.9095 | 1.1171 | 1121042 | 0.25393 | 0.43064
1736 | 102.945 | 27.2072 | 206.7492 | 106.9934 | 1116052 | 0.23658 | 0.40782
1737 | 107.1592 | 24.5385 | 282.6438 | 464.8938 | 1029476 | 0.32343 | 0.51511
1738 | 112.6642 | 21.2194 | 371.7157 | 835.5149 | 878909 | 0.42535 | 0.62191
1739 | 113.7764 | 18.463 | 389.9564 | 1074.1698 | 862268 | 0.44623 | 0.64166
1740 | 113.3319 | 16.221 | 430.6742 | 1218.2112 | 836649 | 0.49282 | 0.68347
1741 | 107.7543 | 12.0885 | 435.2353 | 1276.8947 | 800794 | 0.49804 | 0.68797
1742 | 104.7105 | 13.0508 | 427.9055 | 1241.3523 | 802774 | 0.48965 | 0.68073
1743 | 110.0993 | 12.3921 | 457.1797 | 1129.7151 | 785462 | 0.52315 | 0.70913
1744 | 106.7658 | 12.2844 | 488.4388 | 916.458 | 812240 | 0.55892 | 0.73794
1745 | 108.126 | 12.6055 | 502.6494 | 600.9534 | 813794 | 0.57518 | 0.75055
1746 | 108.8868 | 13.4997 | 505.4789 | 243.9981 | 806231 | 0.57842 | 0.75302
1747 | 110.0733 | 12.9792 | 507.1198 | 18.6021 | 780011 | 0.5803 | 0.75445
1748 | 111.7388 | 12.6068 | 509.7492 | 0.48744 | 828869 | 0.5833 | 0.75674
1749 | 109.9518 | 15.2126 | 514.3432 | 0.48456 | 869648 | 0.58856 | 0.7607
1750 | 106.2065 | 1.0825 | 489.614 | 0.05544 | 950353 | 0.56026 | 0.73899
1751 | 105.6206 | 0.75987 | 446.5229 | 0.00144 | 1028111 | 0.51096 | 0.69896
1752 | 104.9361 | 0.67717 | 401.9395 | 0.00144 | 1048025 | 0.45994 | 0.65428
1753 | 101.7528 | 0.58092 | 378.679 | 0.00072 | 984582 | 0.43332 | 0.62953
1754 | 96.9617 | 0.79185 | 379.2764 | 0.00072 | 779598 | 0.434 | 0.63018
1755 | 97.1659 | 1.558 | 357.1715 | 0 | 603784 | 0.40871 | 0.60568
1756 | 96.8063 | 2.5246 | 326.7757 | 0 | 491437 | 0.37393 | 0.57031
1757 | 97.6881 | 3.4448 | 312.0001 | 0.00072 | 552460 | 0.35702 | 0.55235
1758 | 100.385 | 4.4975 | 264.6016 | 0 | 906147 | 0.30278 | 0.49111
1759 | 102.1997 | 24.1528 | 227.5691 | 1.4729 | 852609 | 0.26041 | 0.43897
1760 | 107.6727 | 23.5751 | 208.8034 | 118.0063 | 861584 | 0.23893 | 0.41095
1761 | 109.8197 | 21.0432 | 158.5609 | 482.236 | 839039 | 0.18144 | 0.33002
1762 | 114.9272 | 17.9388 | 144.6169 | 850.9875 | 806494 | 0.16548 | 0.30588
1763 | 114.505 | 15.0789 | 122.1244 | 1121.6267 | 791189 | 0.13975 | 0.26524
1764 | 113.422 | 12.4775 | 88.6734 | 1271.7704 | 814086 | 0.10147 | 0.20061
1765 | 108.9166 | 7.8343 | 58.1576 | 1326.2743 | 791285 | 0.06655 | 0.13676
1766 | 104.8893 | 8.5265 | 59.9092 | 1300.4276 | 817612 | 0.068554 | 0.14056
1767 | 110.0859 | 7.6452 | 77.9296 | 1191.9437 | 798540 | 0.089175 | 0.17869
1768 | 109.3927 | 7.0874 | 94.2141 | 984.863 | 787936 | 0.10781 | 0.21168
1769 | 110.4377 | 7.6401 | 105.1374 | 664.924 | 785954 | 0.12031 | 0.23308
1770 | 109.859 | 8.6196 | 103.4421 | 256.9708 | 807137 | 0.11837 | 0.2298
1771 | 109.9869 | 8.1333 | 101.7515 | 16.8656 | 782797 | 0.11643 | 0.22651
1772 | 112.6789 | 7.9773 | 80.1376 | 0.5796 | 762586 | 0.091701 | 0.18324
1773 | 110.1076 | 10.7956 | 55.768 | 0.58176 | 789699 | 0.063815 | 0.13155
1774 | 107.7139 | 1.0812 | 33.9878 | 0.58248 | 860326 | 0.038892 | 0.082505
1775 | 107.3473 | 0.75781 | 27.1036 | 0.5112 | 875430 | 0.031015 | 0.066404
1776 | 107.1368 | 0.66125 | 26.1424 | 0.01872 | 903830 | 0.029915 | 0.064132
1777 | 104.7808 | 0.48228 | 30.7178 | 0.0072 | 816122 | 0.03515 | 0.074894
1778 | 99.5701 | 0.49562 | 39.9788 | 0.00216 | 768316 | 0.045748 | 0.096278
1779 | 98.2793 | 0.44924 | 36.2733 | 0.00216 | 614454 | 0.041507 | 0.087785
1780 | 99.3981 | 0.4324 | 26.0514 | 0.00144 | 495869 | 0.029811 | 0.063917
1781 | 99.7405 | 0.56569 | 19.1636 | 0 | 555586 | 0.021929 | 0.047459
1782 | 102.2934 | 0.92576 | 23.3497 | 0 | 922838 | 0.026719 | 0.057498
1783 | 104.7141 | 19.9181 | 28.5242 | 1.8118 | 887849 | 0.03264 | 0.069751
1784 | 106.6094 | 20.1627 | 39.3813 | 117.5822 | 832853 | 0.045064 | 0.094914
1785 | 109.178 | 18.3332 | 33.0007 | 418.4272 | 813792 | 0.037763 | 0.080215
1786 | 114.3321 | 15.2396 | 51.8076 | 770.5512 | 806775 | 0.059283 | 0.12284
1787 | 114.3166 | 12.8543 | 87.9943 | 997.3324 | 760517 | 0.10069 | 0.19924
1788 | 112.7204 | 11.2542 | 83.5441 | 1099.0435 | 815466 | 0.095599 | 0.19022
1789 | 107.8269 | 6.9131 | 57.0685 | 1126.1974 | 807486 | 0.065303 | 0.13439
1790 | 105.1562 | 9.0689 | 51.6077 | 1072.116 | 785533 | 0.059055 | 0.1224
1791 | 109.8212 | 8.7151 | 50.8188 | 957.28 | 804593 | 0.058152 | 0.12065
1792 | 108.7057 | 8.4201 | 60.4809 | 713.0932 | 770269 | 0.069208 | 0.1418
1793 | 110.9696 | 8.7255 | 70.9107 | 400.2039 | 768249 | 0.081143 | 0.16405
1794 | 110.8406 | 9.3897 | 65.2693 | 158.8755 | 794960 | 0.074687 | 0.15209
1795 | 110.3136 | 8.4941 | 53.6239 | 15.6526 | 787748 | 0.061362 | 0.12685
1796 | 113.4346 | 8.2554 | 48.6441 | 0.59328 | 782519 | 0.055663 | 0.11582
1797 | 111.1983 | 11.3406 | 57.2541 | 0.13896 | 811754 | 0.065516 | 0.1348
1798 | 107.6057 | 0.94938 | 72.8153 | 0 | 846056 | 0.083322 | 0.16805
1799 | 106.6059 | 0.83869 | 76.2248 | 0.00216 | 849553 | 0.087224 | 0.17516
1800 | 106.2688 | 0.64534 | 77.9911 | 0 | 915432 | 0.089245 | 0.17882
1801 | 103.635 | 0.52861 | 85.3445 | 0.00216 | 854645 | 0.097659 | 0.19388
1802 | 99.2605 | 0.55523 | 95.3448 | 0 | 779795 | 0.1091 | 0.21392
1803 | 97.7953 | 1.2228 | 133.4267 | 0 | 638482 | 0.15268 | 0.28593
1804 | 98.326 | 2.6129 | 157.4795 | 0 | 512174 | 0.1802 | 0.32817
1805 | 99.7453 | 4.119 | 165.2755 | 0 | 565710 | 0.18912 | 0.34137
1806 | 101.9177 | 5.0146 | 153.0131 | 0 | 921968 | 0.17509 | 0.32051
1807 | 104.6298 | 23.7596 | 127.1378 | 2.3159 | 895028 | 0.14548 | 0.27449
1808 | 106.458 | 24.0255 | 119.7322 | 134.8942 | 873210 | 0.13701 | 0.26079
1809 | 107.7607 | 22.0375 | 81.3364 | 512.7835 | 828890 | 0.093073 | 0.1857
1810 | 113.9536 | 19.5272 | 103.5719 | 884.0828 | 773032 | 0.11852 | 0.23005
1811 | 112.5229 | 17.1499 | 103.4813 | 1135.0853 | 758227 | 0.11841 | 0.22987
1812 | 112.1194 | 14.8716 | 75.7039 | 1275.9453 | 779965 | 0.086628 | 0.17408
1813 | 106.2849 | 9.8039 | 51.0965 | 1329.1385 | 787277 | 0.05847 | 0.12127
1814 | 104.2607 | 10.4802 | 65.8365 | 1291.534 | 816997 | 0.075337 | 0.1533
1815 | 108.0442 | 9.667 | 59.9178 | 1165.6691 | 809431 | 0.068564 | 0.14058
1816 | 107.1855 | 9.4197 | 66.109 | 942.5569 | 774581 | 0.075648 | 0.15388
1817 | 107.954 | 9.5807 | 75.2933 | 611.8157 | 798268 | 0.086158 | 0.17322
1818 | 107.3747 | 10.3671 | 59.5968 | 232.3674 | 805569 | 0.068196 | 0.13989
1819 | 106.7119 | 9.9264 | 50.6017 | 20.1007 | 798051 | 0.057903 | 0.12017
1820 | 109.5785 | 9.7246 | 58.9191 | 1.6339 | 792085 | 0.067421 | 0.13842
1821 | 107.5756 | 12.0355 | 81.4513 | 1.5562 | 787778 | 0.093204 | 0.18594
1822 | 105.3986 | 0.91972 | 87.2752 | 0.7716 | 840958 | 0.099869 | 0.19779
1823 | 104.8852 | 0.87391 | 70.8252 | 0.29952 | 841884 | 0.081045 | 0.16387
1824 | 105.2698 | 0.64497 | 64.569 | 0.018 | 889819 | 0.073886 | 0.15059
1825 | 101.5793 | 0.48683 | 57.8817 | 0.00432 | 899053 | 0.066234 | 0.13616
1826 | 96.4285 | 0.43024 | 53.3356 | 0.00216 | 818523 | 0.061032 | 0.12621
1827 | 96.5386 | 0.42567 | 61.2169 | 0 | 653859 | 0.07005 | 0.14339
1828 | 95.7801 | 0.43578 | 85.9339 | 0.00216 | 514700 | 0.098334 | 0.19507
1829 | 96.9554 | 0.47124 | 106.0567 | 0 | 583565 | 0.12136 | 0.23485
1830 | 97.5181 | 1.0941 | 101.5721 | 0.00216 | 946369 | 0.11623 | 0.22616
1831 | 97.2329 | 19.7631 | 81.5971 | 0.84794 | 920226 | 0.093371 | 0.18624
1832 | 98.6266 | 19.6458 | 75.8523 | 49.6219 | 909504 | 0.086798 | 0.17438
1833 | 99.8305 | 17.0061 | 76.1179 | 134.9467 | 843029 | 0.087102 | 0.17494
1834 | 103.5535 | 13.7139 | 105.0864 | 266.7954 | 836989 | 0.12025 | 0.23298
1835 | 104.3899 | 10.9448 | 87.6884 | 466.4586 | 818137 | 0.10034 | 0.19862
1836 | 103.367 | 8.5987 | 92.2027 | 721.8245 | 834776 | 0.10551 | 0.20768
1837 | 97.4435 | 3.9464 | 107.0087 | 951.7309 | 830444 | 0.12245 | 0.23669
1838 | 95.0815 | 4.7452 | 125.762 | 1053.8258 | 851028 | 0.14391 | 0.27196
1839 | 95.7531 | 4.1881 | 138.0686 | 1041.9515 | 851218 | 0.15799 | 0.29427
1840 | 96.4221 | 4.0518 | 132.3851 | 849.2212 | 833891 | 0.15149 | 0.28405
1841 | 97.4224 | 4.752 | 117.0066 | 561.4155 | 820267 | 0.13389 | 0.25569
1842 | 95.1793 | 5.7764 | 127.4413 | 223.8407 | 841735 | 0.14583 | 0.27505
1843 | 95.2641 | 5.37 | 133.5873 | 20.2748 | 824964 | 0.15286 | 0.28622
1844 | 98.325 | 5.0736 | 124.4814 | 0.58032 | 801945 | 0.14244 | 0.2696
1845 | 97.4579 | 8.0019 | 102.0249 | 1.566 | 801320 | 0.11675 | 0.22704
1846 | 97.034 | 1.0804 | 121.9207 | 1.5643 | 873584 | 0.13951 | 0.26487
1847 | 97.7035 | 0.75723 | 151.071 | 1.4782 | 881978 | 0.17287 | 0.31715
1848 | 98.848 | 0.66074 | 154.4979 | 0.0516 | 925733 | 0.17679 | 0.32306
1849 | 97.5227 | 0.48634 | 139.1795 | 0.01008 | 852663 | 0.15926 | 0.29625
1850 | 91.9569 | 0.42819 | 136.7693 | 0.00216 | 803720 | 0.1565 | 0.29194
1851 | 89.8033 | 0.41675 | 124.5489 | 0.00216 | 668619 | 0.14252 | 0.26973
1852 | 88.8081 | 0.41694 | 103.146 | 0.00144 | 529292 | 0.11803 | 0.22922
1853 | 89.357 | 0.40902 | 78.5522 | 0 | 596511 | 0.089887 | 0.17998
1854 | 91.0424 | 0.96828 | 94.5597 | 0 | 972608 | 0.1082 | 0.21237
1855 | 93.1055 | 15.863 | 98.5399 | 3.0735 | 933002 | 0.11276 | 0.22022
1856 | 92.9794 | 15.8941 | 71.8653 | 130.9582 | 893731 | 0.082235 | 0.16605
1857 | 89.7752 | 13.2426 | 52.4062 | 466.1827 | 856454 | 0.059968 | 0.12416
1858 | 87.6127 | 9.9444 | 80.8511 | 823.674 | 835549 | 0.092518 | 0.18471
1859 | 87.8546 | 8.0297 | 83.7679 | 1066.1029 | 838724 | 0.095855 | 0.19067
1860 | 87.4582 | 5.6154 | 97.366 | 1223.8581 | 849683 | 0.11142 | 0.21792
1861 | 87.453 | 1.421 | 78.8814 | 1278.3266 | 859674 | 0.090264 | 0.18066
1862 | 88.0413 | 1.7257 | 76.638 | 1247.6247 | 843550 | 0.087697 | 0.17602
1863 | 87.8873 | 1.5304 | 72.9841 | 1103.7727 | 843268 | 0.083516 | 0.1684
1864 | 87.9187 | 1.9096 | 61.2802 | 844.9058 | 827578 | 0.070123 | 0.14353
1865 | 89.5419 | 3.0167 | 61.3937 | 490.3578 | 821811 | 0.070253 | 0.14377
1866 | 90.7056 | 4.0785 | 56.5525 | 173.3124 | 851319 | 0.064713 | 0.13327
1867 | 91.7047 | 3.2447 | 37.1594 | 16.5351 | 831347 | 0.042521 | 0.089824
1868 | 94.9946 | 3.557 | 47.9094 | 0.58032 | 817261 | 0.054823 | 0.11418
1869 | 94.5861 | 7.0373 | 43.4811 | 1.5665 | 818248 | 0.049755 | 0.10423
1870 | 94.5703 | 1.0802 | 46.9494 | 1.5607 | 846344 | 0.053724 | 0.11203
1871 | 95.3447 | 0.75719 | 36.002 | 1.4714 | 903097 | 0.041197 | 0.08716
1872 | 95.7147 | 0.66076 | 31.1626 | 0.07152 | 921575 | 0.035659 | 0.075933
1873 | 92.3689 | 0.48637 | 45.7249 | 0.01008 | 834373 | 0.052323 | 0.10928
1874 | 90.3653 | 0.42825 | 66.9738 | 0.00432 | 740650 | 0.076638 | 0.15572
1875 | 89.5011 | 0.41696 | 62.9798 | 0.00216 | 636777 | 0.072068 | 0.14719
1876 | 88.9866 | 0.41719 | 65.8599 | 0 | 556627 | 0.075363 | 0.15335
1877 | 90.0143 | 0.40921 | 88.3343 | 0.00216 | 605481 | 0.10108 | 0.19992
1878 | 92.3852 | 0.96979 | 96.3746 | 0 | 988023 | 0.11028 | 0.21596
1879 | 96.7444 | 17.1178 | 106.1956 | 2.9665 | 1080639 | 0.12152 | 0.23512
1880 | 101.0843 | 17.0001 | 123.622 | 92.7519 | 988874 | 0.14146 | 0.26802
1881 | 103.8986 | 14.6765 | 103.7671 | 256.148 | 869666 | 0.11874 | 0.23043
1882 | 111.0675 | 11.4529 | 144.627 | 383.4433 | 861748 | 0.1655 | 0.3059
1883 | 112.0948 | 8.7492 | 114.7232 | 320.6026 | 866236 | 0.13128 | 0.25139
1884 | 113.2458 | 6.5685 | 91.0519 | 291.947 | 848939 | 0.10419 | 0.20538
1885 | 109.9147 | 2.1307 | 57.3693 | 239.1379 | 816408 | 0.065647 | 0.13505
1886 | 107.7435 | 3.4336 | 53.0126 | 196.8224 | 787517 | 0.060662 | 0.1255
1887 | 113.7696 | 3.0953 | 67.3932 | 170.7711 | 802994 | 0.077118 | 0.15661
1888 | 112.3257 | 2.5983 | 94.3507 | 132.4673 | 822564 | 0.10797 | 0.21195
1889 | 112.6359 | 3.3413 | 106.3573 | 77.903 | 833267 | 0.1217 | 0.23543
1890 | 112.9497 | 4.5584 | 136.6756 | 26.502 | 790066 | 0.1564 | 0.29178
1891 | 111.6851 | 4.0804 | 183.0563 | 1.8739 | 809670 | 0.20947 | 0.37061
1892 | 112.1387 | 4.5322 | 205.8812 | 0.58248 | 799087 | 0.23559 | 0.40649
1893 | 109.3827 | 8.1665 | 210.7911 | 1.561 | 815398 | 0.24121 | 0.41397
1894 | 106.3484 | 1.0805 | 189.734 | 0.80352 | 888424 | 0.21711 | 0.38129
1895 | 105.4764 | 0.75744 | 184.7886 | 0.0144 | 951332 | 0.21145 | 0.37339
1896 | 104.5475 | 0.661 | 209.5323 | 0.00432 | 976744 | 0.23977 | 0.41206
1897 | 101.7899 | 0.48657 | 247.9237 | 0.00216 | 918338 | 0.2837 | 0.46812
1898 | 97.8191 | 0.42848 | 255.9546 | 0 | 780014 | 0.29289 | 0.47929
1899 | 95.915 | 0.41758 | 262.8614 | 0.00144 | 654448 | 0.30079 | 0.48875
1900 | 94.8172 | 0.42384 | 326.7489 | 0 | 537804 | 0.3739 | 0.57028
1901 | 95.7287 | 0.45165 | 347.1157 | 0.00216 | 584692 | 0.3972 | 0.59421
1902 | 97.039 | 1.1412 | 371.7586 | 0 | 955907 | 0.4254 | 0.62196
1903 | 99.5024 | 20.3522 | 433.2662 | 2.2553 | 1132037 | 0.49579 | 0.68604
1904 | 102.5265 | 19.9754 | 397.1788 | 109.917 | 1121672 | 0.45449 | 0.6493
1905 | 108.0142 | 17.3069 | 387.0102 | 418.4633 | 1028191 | 0.44285 | 0.63851
1906 | 110.1895 | 14.5978 | 457.5417 | 765.4845 | 967408 | 0.52356 | 0.70947
1907 | 106.6385 | 12.4374 | 493.8775 | 1034.3316 | 910448 | 0.56514 | 0.7428
1908 | 107.8114 | 10.3215 | 491.152 | 1191.1956 | 848927 | 0.56202 | 0.74037
1909 | 104.1434 | 5.8957 | 497.493 | 1255.1407 | 849720 | 0.56928 | 0.74601
1910 | 103.0742 | 6.9583 | 499.8361 | 1224.8791 | 865882 | 0.57196 | 0.74807
1911 | 108.0558 | 6.211 | 478.215 | 1116.0702 | 846526 | 0.54722 | 0.72868
1912 | 106.9755 | 5.547 | 469.6806 | 913.9211 | 851475 | 0.53745 | 0.72083
1913 | 107.0366 | 5.984 | 472.2184 | 625.9632 | 859657 | 0.54036 | 0.72318
1914 | 108.3093 | 7.0474 | 460.5424 | 259 | 827915 | 0.527 | 0.7123
1915 | 108.8492 | 6.5689 | 431.6858 | 25.2864 | 815663 | 0.49398 | 0.68448
1916 | 111.6425 | 6.607 | 434.0924 | 0.58248 | 861897 | 0.49673 | 0.68685
1917 | 109.9407 | 9.6981 | 414.5068 | 1.5682 | 918366 | 0.47432 | 0.66723
1918 | 106.3095 | 1.081 | 395.8563 | 1.3973 | 620130 | 0.45298 | 0.64791
1919 | 104.4683 | 0.7577 | 330.2082 | 1.0118 | 791896 | 0.37786 | 0.57441
1920 | 105.4612 | 0.66119 | 305.1271 | 0.0516 | 1114590 | 0.34916 | 0.54383
1921 | 104.14 | 0.48668 | 305.3708 | 0.00144 | 1050287 | 0.34944 | 0.54413
1922 | 97.3742 | 0.42858 | 260.1931 | 0.00144 | 787951 | 0.29774 | 0.48511
1923 | 97.444 | 0.41836 | 214.6505 | 0 | 624671 | 0.24562 | 0.4198
1924 | 97.365 | 0.42475 | 211.2754 | 0.00144 | 502977 | 0.24176 | 0.41471
1925 | 98.1432 | 0.445 | 201.9823 | 0 | 596595 | 0.23113 | 0.40048
1926 | 99.4986 | 1.0993 | 149.775 | 0 | 966371 | 0.17139 | 0.3149
1927 | 102.2578 | 20.1192 | 155.2443 | 4.7887 | 921429 | 0.17765 | 0.32435
1928 | 105.8238 | 19.8014 | 151.0496 | 109.3913 | 909013 | 0.17285 | 0.31711
1929 | 109.1736 | 17.1937 | 120.0527 | 318.0574 | 889903 | 0.13738 | 0.26139
1930 | 114.7217 | 14.0889 | 127.995 | 517.8557 | 851166 | 0.14646 | 0.27606
1931 | 115.0021 | 11.1926 | 112.1834 | 745.2715 | 840965 | 0.12837 | 0.24658
1932 | 112.4885 | 8.9052 | 91.9824 | 986.7451 | 863457 | 0.10526 | 0.20724
1933 | 106.4517 | 4.253 | 45.1843 | 1132.8659 | 866934 | 0.051704 | 0.10807
1934 | 104.5452 | 5.3678 | 41.1926 | 1137.9456 | 895578 | 0.047137 | 0.099042
1935 | 108.5351 | 4.6723 | 42.6901 | 985.1592 | 853948 | 0.04885 | 0.10244
1936 | 108.2588 | 4.521 | 48.1728 | 706.7913 | 859879 | 0.055124 | 0.11477
1937 | 109.2719 | 5.1891 | 67.0524 | 362.1385 | 851932 | 0.076728 | 0.15589
1938 | 108.9875 | 5.9649 | 83.9461 | 122.899 | 842646 | 0.096059 | 0.19104
1939 | 108.4104 | 5.6559 | 93.9765 | 11.4172 | 850805 | 0.10754 | 0.21121
1940 | 110.2535 | 5.837 | 115.3024 | 0.58032 | 849011 | 0.13194 | 0.25248
1941 | 108.3984 | 9.1563 | 118.8616 | 1.5638 | 879214 | 0.13601 | 0.25917
1942 | 105.0346 | 1.0808 | 125.5096 | 1.5607 | 892619 | 0.14362 | 0.2715
1943 | 104.1389 | 0.75759 | 118.6765 | 1.0723 | 968372 | 0.1358 | 0.25882
1944 | 103.8043 | 0.66109 | 88.1989 | 0.07344 | 997696 | 0.10093 | 0.19965
1945 | 101.5849 | 0.48219 | 84.1089 | 0.00792 | 961738 | 0.096246 | 0.19137
1946 | 97.3281 | 0.4955 | 77.6335 | 0.00144 | 849895 | 0.088836 | 0.17808
1947 | 98.3049 | 0.44536 | 69.1323 | 0.00216 | 669311 | 0.079108 | 0.1603
1948 | 98.0668 | 0.42078 | 62.3893 | 0 | 535611 | 0.071392 | 0.14592
1949 | 98.2899 | 0.48134 | 53.4529 | 0.00144 | 608458 | 0.061166 | 0.12647
1950 | 100.5141 | 0.73809 | 40.1225 | 0 | 959477 | 0.045912 | 0.096606
1951 | 102.5813 | 19.2646 | 45.0842 | 2.2281 | 944776 | 0.05159 | 0.10784
1952 | 104.1257 | 20.2515 | 47.386 | 80.0416 | 888299 | 0.054224 | 0.11301
1953 | 108.0418 | 18.2759 | 48.8301 | 238.6075 | 857426 | 0.055876 | 0.11623
1954 | 114.6938 | 15.7001 | 94.0782 | 417.4126 | 825089 | 0.10765 | 0.21141
1955 | 113.7238 | 13.8344 | 92.439 | 626.487 | 853040 | 0.10578 | 0.20815
1956 | 111.6254 | 12.2906 | 111.8909 | 780.938 | 855823 | 0.12804 | 0.24603
1957 | 105.4983 | 7.3062 | 122.0384 | 856.0873 | 857704 | 0.13965 | 0.26508
1958 | 103.1365 | 7.8377 | 115.5679 | 953.8567 | 850369 | 0.13224 | 0.25299
1959 | 107.5605 | 7.5139 | 115.1047 | 944.6119 | 844605 | 0.13171 | 0.25211
1960 | 106.0836 | 6.7456 | 151.7371 | 802.7488 | 865106 | 0.17363 | 0.3183
1961 | 107.329 | 6.8195 | 160.4796 | 550.9481 | 849017 | 0.18364 | 0.33328
1962 | 107.9431 | 7.18 | 158.2673 | 229.899 | 851793 | 0.1811 | 0.32952
1963 | 107.7795 | 6.8175 | 174.3021 | 24.1872 | 865681 | 0.19945 | 0.35636
1964 | 111.2785 | 6.9316 | 219.6077 | 0.30744 | 847053 | 0.2513 | 0.42722
1965 | 109.1906 | 10.2733 | 238.971 | 0.98544 | 865564 | 0.27345 | 0.45545
1966 | 106.5144 | 0.94919 | 226.0403 | 0.97848 | 911087 | 0.25866 | 0.43673
1967 | 105.145 | 0.83857 | 219.6463 | 0.97536 | 976623 | 0.25134 | 0.42728
1968 | 105.8907 | 0.64527 | 155.7414 | 0.16296 | 997612 | 0.17821 | 0.3252
1969 | 102.8169 | 0.52671 | 144.1323 | 0 | 932612 | 0.16493 | 0.30502
1970 | 98.024 | 0.55359 | 129.8132 | 0.00216 | 835944 | 0.14854 | 0.27938
1971 | 97.0487 | 1.4894 | 121.0769 | 0 | 678311 | 0.13855 | 0.2633
1972 | 96.9474 | 3.162 | 92.2221 | 0 | 534038 | 0.10553 | 0.20772
1973 | 97.9449 | 4.6256 | 88.4144 | 0 | 609871 | 0.10117 | 0.20009
1974 | 101.303 | 5.5406 | 73.9245 | 0 | 962229 | 0.084592 | 0.17037
1975 | 104.7912 | 24.3029 | 76.5617 | 3.2291 | 950066 | 0.087609 | 0.17586
1976 | 106.1001 | 24.1317 | 68.5939 | 91.8487 | 911122 | 0.078492 | 0.15916
1977 | 107.954 | 22.0215 | 38.2948 | 291.012 | 877806 | 0.043821 | 0.092429
1978 | 113.7781 | 19.3364 | 63.278 | 556.4867 | 854969 | 0.072409 | 0.14783
1979 | 112.7367 | 16.7942 | 53.9794 | 731.9777 | 852399 | 0.061768 | 0.12763
1980 | 111.7461 | 14.6577 | 50.9907 | 764.3919 | 871395 | 0.058349 | 0.12103
1981 | 104.8616 | 9.6524 | 17.6552 | 729.0021 | 894246 | 0.020203 | 0.043813
1982 | 102.9146 | 10.3496 | 23.6921 | 733.3658 | 866812 | 0.027111 | 0.058314
1983 | 107.7189 | 9.6631 | 48.1745 | 654.1175 | 845390 | 0.055126 | 0.11477
1984 | 106.0051 | 9.2735 | 60.4119 | 528.3514 | 879811 | 0.069129 | 0.14165
1985 | 107.5475 | 9.4788 | 58.0313 | 322.1048 | 866666 | 0.066405 | 0.13649
1986 | 107.0717 | 10.4985 | 56.8526 | 120.9632 | 853888 | 0.065056 | 0.13392
1987 | 107.2331 | 10.0043 | 49.4579 | 10.4437 | 863918 | 0.056595 | 0.11763
1988 | 109.8642 | 10.1295 | 62.0587 | 0.58536 | 848149 | 0.071014 | 0.14521
1989 | 106.8543 | 12.8843 | 67.91 | 0.62352 | 864622 | 0.077709 | 0.15771
1990 | 105.1108 | 0.91998 | 71.9853 | 0.00432 | 918646 | 0.082373 | 0.16631
1991 | 104.941 | 0.87422 | 72.9773 | 0.48408 | 963550 | 0.083508 | 0.16839
1992 | 104.6183 | 0.64694 | 61.7028 | 0.48336 | 980369 | 0.070606 | 0.14444
1993 | 101.9056 | 0.50227 | 45.8067 | 0.04992 | 942133 | 0.052416 | 0.10947
1994 | 99.0381 | 0.53998 | 36.6686 | 0.00144 | 842674 | 0.04196 | 0.088695
1995 | 97.6566 | 0.90147 | 39.8601 | 0 | 670214 | 0.045612 | 0.096007
1996 | 98.016 | 1.9473 | 34.361 | 0 | 529850 | 0.039319 | 0.083369
1997 | 98.022 | 3.129 | 29.4747 | 0 | 619794 | 0.033728 | 0.071983
1998 | 98.5235 | 4.3141 | 42.5212 | 0 | 983408 | 0.048657 | 0.10206
1999 | 99.211 | 23.8426 | 36.0876 | 0.90778 | 951986 | 0.041295 | 0.087358
2000 | 99.7173 | 22.7592 | 36.8661 | 35.8529 | 898396 | 0.042186 | 0.08915
2001 | 98.5278 | 19.6326 | 32.572 | 123.2257 | 884431 | 0.037272 | 0.079218
2002 | 101.174 | 16.0418 | 77.8373 | 210.576 | 841927 | 0.089069 | 0.1785
2003 | 102.1493 | 12.9947 | 75.3845 | 293.242 | 845628 | 0.086262 | 0.17341
2004 | 102.9418 | 10.59 | 63.4091 | 358.0849 | 873552 | 0.072559 | 0.14811
2005 | 98.58 | 5.9931 | 37.0038 | 421.5029 | 877297 | 0.042343 | 0.089466
2006 | 96.9136 | 6.7258 | 53.7581 | 459.9349 | 884180 | 0.061515 | 0.12714
2007 | 98.9987 | 6.1438 | 65.6984 | 478.1637 | 863274 | 0.075178 | 0.153
2008 | 96.2278 | 5.9104 | 58.6044 | 446.1031 | 874478 | 0.067061 | 0.13773
2009 | 96.1226 | 6.5009 | 54.7669 | 289.0572 | 865103 | 0.06267 | 0.12936
2010 | 94.3345 | 7.5298 | 65.1933 | 135.4492 | 854011 | 0.074601 | 0.15193
2011 | 95.3056 | 7.3292 | 80.8479 | 16.9356 | 841019 | 0.092514 | 0.1847
2012 | 98.895 | 7.6338 | 101.2182 | 0.19944 | 839755 | 0.11582 | 0.22547
2013 | 100.6121 | 10.9731 | 97.692 | 0.64992 | 877775 | 0.11179 | 0.21856
2014 | 99.2231 | 1.0813 | 75.3793 | 0.65376 | 969996 | 0.086256 | 0.1734
2015 | 99.412 | 0.75793 | 36.6182 | 1.1318 | 940078 | 0.041902 | 0.088579
2016 | 100.4053 | 0.66142 | 27.5541 | 1.1338 | 992096 | 0.03153 | 0.067467
2017 | 96.9617 | 0.48751 | 28.3075 | 0.01824 | 912086 | 0.032392 | 0.069241
2018 | 91.6768 | 0.44573 | 23.1868 | 0 | 837314 | 0.026533 | 0.057109
2019 | 88.9694 | 0.77277 | 34.0836 | 0 | 498855 | 0.039002 | 0.082727
2020 | 88.4855 | 2.0302 | 46.6011 | 0 | 393293 | 0.053326 | 0.11125
2021 | 88.7129 | 3.5822 | 46.8263 | 0 | 449822 | 0.053583 | 0.11175
2022 | 90.1141 | 4.9121 | 38.1129 | 0 | 748848 | 0.043612 | 0.092012
2023 | 90.1106 | 24.466 | 28.5433 | 4.2439 | 667077 | 0.032662 | 0.069796
2024 | 89.3544 | 23.6033 | 21.7121 | 95.7116 | 587027 | 0.024845 | 0.053584
2025 | 87.816 | 20.7067 | 10.7408 | 280.7462 | 570988 | 0.012291 | 0.026909
2026 | 89.2257 | 17.4593 | 31.7518 | 491.6364 | 567922 | 0.036334 | 0.077308
2027 | 87.978 | 14.6822 | 17.7823 | 707.7428 | 562883 | 0.020348 | 0.044121
2028 | 89.8888 | 12.453 | 19.551 | 808.0169 | 614687 | 0.022372 | 0.048393
2029 | 88.8219 | 7.9473 | 39.345 | 841.6226 | 637485 | 0.045022 | 0.094831
2030 | 89.9582 | 9.0031 | 65.3301 | 759.6724 | 639623 | 0.074757 | 0.15222
2031 | 89.7637 | 8.3132 | 84.2706 | 630.3236 | 636793 | 0.096431 | 0.1917
2032 | 89.2404 | 7.9814 | 117.1578 | 471.8372 | 633026 | 0.13406 | 0.25598
2033 | 90.1651 | 8.5 | 166.7248 | 327.2903 | 607071 | 0.19078 | 0.3438
2034 | 90.2531 | 9.4035 | 172.365 | 153.4231 | 627624 | 0.19724 | 0.35317
2035 | 92.544 | 9.2898 | 169.6904 | 20.4749 | 603262 | 0.19418 | 0.34874
2036 | 95.7554 | 9.1921 | 191.3595 | 0.58392 | 610461 | 0.21897 | 0.38387
2037 | 96.6777 | 12.2002 | 204.3701 | 0.23904 | 640324 | 0.23386 | 0.40417
2038 | 94.7448 | 1.0817 | 190.6043 | 0.00504 | 698885 | 0.21811 | 0.38267
2039 | 94.3556 | 0.75814 | 167.8681 | 0.48336 | 740660 | 0.19209 | 0.34571
2040 | 96.036 | 0.66156 | 188.1943 | 0.48504 | 700850 | 0.21535 | 0.37884
2041 | 94.2567 | 0.48834 | 197.2453 | 0.02976 | 945402 | 0.22571 | 0.39312
2042 | 90.3972 | 0.44207 | 177.5957 | 0.00144 | 849196 | 0.20322 | 0.36175
2043 | 89.9596 | 0.52148 | 201.0219 | 0 | 712400 | 0.23003 | 0.399
2044 | 89.9322 | 0.78782 | 237.2669 | 0 | 587980 | 0.2715 | 0.45301
2045 | 91.5562 | 1.6616 | 248.0333 | 0 | 655080 | 0.28382 | 0.46828
2046 | 93.5638 | 2.8562 | 281.4641 | 0 | 1029500 | 0.32208 | 0.51356
2047 | 97.2685 | 22.5181 | 281.4471 | 3.5081 | 1133881 | 0.32206 | 0.51354
2048 | 101.3595 | 21.5735 | 269.332 | 90.6622 | 1067909 | 0.3082 | 0.49749
2049 | 106.8811 | 18.5745 | 294.8636 | 271.7257 | 939737 | 0.33741 | 0.53088
2050 | 113.6617 | 15.1002 | 350.9397 | 459.2412 | 928500 | 0.40158 | 0.5986
2051 | 114.1242 | 12.1044 | 374.9178 | 689.677 | 925158 | 0.42902 | 0.62543
2052 | 113.615 | 9.9869 | 385.7196 | 833.8214 | 891916 | 0.44138 | 0.63713
2053 | 106.9383 | 5.662 | 366.3413 | 901.0882 | 883744 | 0.4192 | 0.61597
2054 | 106.1116 | 6.5591 | 347.6284 | 886.8998 | 881983 | 0.39779 | 0.5948
2055 | 111.2561 | 6.1188 | 329.4753 | 825.3714 | 853466 | 0.37702 | 0.57353
2056 | 111.4827 | 5.8906 | 346.3044 | 695.5521 | 923878 | 0.39628 | 0.59327
2057 | 112.5585 | 6.6415 | 364.5773 | 499.7663 | 911286 | 0.41718 | 0.614
2058 | 111.8675 | 7.557 | 332.4728 | 224.3903 | 869218 | 0.38045 | 0.5771
2059 | 112.213 | 7.0092 | 334.2625 | 28.5856 | 891941 | 0.3825 | 0.57921
2060 | 114.3961 | 7.4312 | 353.7841 | 0.5796 | 865895 | 0.40483 | 0.60184
2061 | 112.1389 | 10.8627 | 351.737 | 1.561 | 939443 | 0.40249 | 0.59951
2062 | 108.496 | 1.0813 | 302.3164 | 1.4357 | 966116 | 0.34594 | 0.54031
2063 | 107.2365 | 0.75795 | 277.8578 | 0.52296 | 1036005 | 0.31795 | 0.50883
2064 | 106.9666 | 0.66146 | 254.8258 | 0.0492 | 1126399 | 0.2916 | 0.47773
2065 | 104.2087 | 0.48791 | 263.4766 | 0.00432 | 1017270 | 0.3015 | 0.48958
2066 | 97.8976 | 0.4688 | 239.8673 | 0.00288 | 873940 | 0.27448 | 0.45673
2067 | 97.4449 | 1.3726 | 226.4962 | 0 | 707658 | 0.25918 | 0.4374
2068 | 96.5578 | 3.0117 | 169.1377 | 0.00144 | 583080 | 0.19354 | 0.34782
2069 | 97.6736 | 4.5197 | 141.6735 | 0 | 646341 | 0.16212 | 0.30068
2070 | 99.1263 | 6.0449 | 113.851 | 0.00144 | 1079319 | 0.13028 | 0.24974
2071 | 102.0473 | 25.3934 | 106.1097 | 7.0327 | 1223343 | 0.12142 | 0.23496
2072 | 106.2359 | 24.6216 | 71.2817 | 126.7227 | 1282403 | 0.081567 | 0.16483
2073 | 110.2424 | 22.4919 | 44.4199 | 385.4386 | 1146863 | 0.05083 | 0.10635
2074 | 115.5569 | 19.2415 | 76.4867 | 719.3815 | 1007388 | 0.087524 | 0.1757
2075 | 114.92 | 16.5149 | 70.1864 | 988.6305 | 970006 | 0.080314 | 0.16252
2076 | 112.984 | 14.5401 | 84.0481 | 1089.2222 | 954370 | 0.096176 | 0.19124
2077 | 105.3049 | 9.9196 | 75.4783 | 1099.8997 | 945422 | 0.08637 | 0.17361
2078 | 102.6455 | 11.0483 | 78.9963 | 1019.09 | 910191 | 0.090395 | 0.18089
2079 | 107.1266 | 10.5878 | 112.2217 | 840.2162 | 922648 | 0.12842 | 0.24665
2080 | 106.7452 | 10.007 | 114.1137 | 502.7894 | 905434 | 0.13058 | 0.25024
2081 | 108.4413 | 10.3076 | 133.6234 | 265.1154 | 898143 | 0.1529 | 0.28629
2082 | 109.8364 | 11.1001 | 109.9127 | 100.492 | 894477 | 0.12577 | 0.24226
2083 | 110.2358 | 10.7019 | 72.1077 | 10.1065 | 924567 | 0.082513 | 0.16656
2084 | 111.7611 | 10.9111 | 82.562 | 0.5796 | 950115 | 0.094476 | 0.18821
2085 | 110.6377 | 14.2115 | 104.327 | 1.565 | 998022 | 0.11938 | 0.23151
2086 | 106.8688 | 1.0823 | 62.8823 | 1.5617 | 1073078 | 0.071956 | 0.14698
2087 | 105.7858 | 0.75863 | 58.5314 | 1.7952 | 1152046 | 0.066977 | 0.13758
2088 | 105.3546 | 0.69153 | 112.8562 | 0.1992 | 1193813 | 0.12914 | 0.24786
2089 | 101.7375 | 0.87903 | 153.8685 | 0.00648 | 1065253 | 0.17607 | 0.32198
2090 | 96.6118 | 2.3258 | 184.207 | 0.00144 | 877316 | 0.21079 | 0.37246
2091 | 95.8439 | 3.9974 | 249.378 | 0.00072 | 675740 | 0.28536 | 0.47016
2092 | 95.216 | 5.2032 | 232.1217 | 0.00216 | 555321 | 0.26562 | 0.4456
2093 | 96.2039 | 6.328 | 166.6343 | 0 | 632379 | 0.19068 | 0.34364
2094 | 98.4447 | 7.5325 | 133.4826 | 0.00144 | 1022604 | 0.15274 | 0.28603
2095 | 101.0486 | 26.911 | 126.9878 | 4.0304 | 1000659 | 0.14531 | 0.27421
2096 | 104.0145 | 27.2178 | 109.2582 | 89.8378 | 960045 | 0.12502 | 0.241
2097 | 107.6871 | 24.9193 | 72.3947 | 302.602 | 992985 | 0.082841 | 0.16717
2098 | 114.2028 | 21.2886 | 88.8927 | 529.3835 | 931338 | 0.10172 | 0.20105
2099 | 114.4805 | 18.1292 | 93.5233 | 682.0417 | 912317 | 0.10702 | 0.21031
2100 | 113.8646 | 15.3103 | 94.9016 | 771.4373 | 894689 | 0.1086 | 0.21305
2101 | 106.595 | 10.7748 | 78.2656 | 841.7976 | 933414 | 0.089559 | 0.17938
2102 | 103.9993 | 11.9777 | 66.728 | 774.0647 | 924884 | 0.076357 | 0.1552
2103 | 109.7885 | 11.9115 | 61.573 | 650.6143 | 866366 | 0.070458 | 0.14416
2104 | 108.7203 | 11.7806 | 69.2515 | 485.2812 | 913928 | 0.079244 | 0.16055
2105 | 109.5462 | 13.4344 | 98.3881 | 342.9156 | 918454 | 0.11259 | 0.21993
2106 | 108.7911 | 14.3727 | 110.6847 | 158.4926 | 896352 | 0.12666 | 0.24373
2107 | 107.5301 | 12.9299 | 132.9516 | 23.3409 | 890560 | 0.15214 | 0.28507
2108 | 109.2664 | 12.7667 | 194.8309 | 0.5796 | 885601 | 0.22294 | 0.38934
2109 | 107.814 | 15.6738 | 193.7659 | 1.567 | 927782 | 0.22173 | 0.38767
2110 | 105.6882 | 1.0826 | 189.8402 | 1.5617 | 970210 | 0.21723 | 0.38146
2111 | 104.414 | 0.76202 | 197.4178 | 1.5538 | 1003122 | 0.2259 | 0.39339
2112 | 104.4349 | 0.75692 | 202.154 | 0.20424 | 1046978 | 0.23132 | 0.40075
2113 | 100.7839 | 1.205 | 224.7545 | 0.00576 | 985231 | 0.25719 | 0.43484
2114 | 95.6879 | 2.981 | 209.1599 | 0.00144 | 841685 | 0.23934 | 0.4115
2115 | 94.7847 | 4.7043 | 186.0236 | 0.00216 | 696322 | 0.21287 | 0.37538
2116 | 93.5196 | 5.8558 | 158.3945 | 0.00144 | 554896 | 0.18125 | 0.32973
2117 | 94.6104 | 7.0896 | 140.8849 | 0 | 621842 | 0.16121 | 0.29928
2118 | 97.0658 | 7.8111 | 129.4282 | 0 | 1031092 | 0.1481 | 0.27868
2119 | 99.8557 | 26.4123 | 174.7852 | 12.4892 | 1008407 | 0.20001 | 0.35715
2120 | 103.9387 | 25.8556 | 188.1808 | 169.1506 | 946881 | 0.21533 | 0.37882
2121 | 106.8251 | 23.366 | 131.6087 | 497.6477 | 953220 | 0.1506 | 0.28264
2122 | 111.9952 | 20.2394 | 126.4172 | 879.2576 | 920079 | 0.14466 | 0.27317
2123 | 109.8295 | 17.2997 | 115.5345 | 1145.8672 | 900337 | 0.13221 | 0.25292
2124 | 108.1614 | 14.8665 | 128.0033 | 1280.7122 | 900847 | 0.14647 | 0.27607
2125 | 101.3405 | 9.9035 | 96.2565 | 1323.5049 | 917356 | 0.11015 | 0.21573
2126 | 100.0129 | 10.6542 | 96.7911 | 1282.877 | 910537 | 0.11076 | 0.21678
2127 | 104.5637 | 10.2099 | 75.4125 | 1142.4208 | 892701 | 0.086294 | 0.17347
2128 | 103.5471 | 9.7369 | 88.1469 | 923.8612 | 908383 | 0.10087 | 0.19955
2129 | 103.9547 | 10.3267 | 90.0156 | 598.8402 | 867161 | 0.103 | 0.2033
2130 | 105.3112 | 11.0911 | 100.8628 | 245.4476 | 861339 | 0.11542 | 0.22477
2131 | 105.5633 | 11.0171 | 139.7041 | 25.9491 | 885272 | 0.15986 | 0.29718
2132 | 107.6434 | 10.7796 | 122.9351 | 0.5796 | 859959 | 0.14067 | 0.26675
2133 | 106.8587 | 13.4345 | 125.03 | 1.5667 | 868379 | 0.14307 | 0.27062
2134 | 104.2207 | 0.94995 | 126.5661 | 1.5646 | 961489 | 0.14483 | 0.27344
2135 | 103.8148 | 0.83915 | 116.162 | 1.5578 | 987243 | 0.13292 | 0.2541
2136 | 103.4382 | 0.65078 | 98.8313 | 0.192 | 999035 | 0.11309 | 0.2208
2137 | 100.4522 | 0.56965 | 112.9007 | 0.00576 | 993376 | 0.12919 | 0.24794
2138 | 94.3902 | 0.89273 | 97.4668 | 0.00144 | 868888 | 0.11153 | 0.21811
2139 | 93.6048 | 2.3083 | 97.7999 | 0.00144 | 724079 | 0.11191 | 0.21877
2140 | 92.6831 | 3.5904 | 101.8761 | 0.00144 | 568183 | 0.11658 | 0.22675
2141 | 93.2725 | 4.841 | 93.5039 | 0 | 641994 | 0.107 | 0.21027
2142 | 95.0642 | 5.5382 | 118.2574 | 0.00144 | 1049912 | 0.13532 | 0.25804
2143 | 97.3539 | 24.1652 | 181.0772 | 0.63692 | 1024153 | 0.20721 | 0.36741
2144 | 100.5047 | 23.688 | 162.521 | 33.8446 | 950102 | 0.18597 | 0.33673
2145 | 104.9219 | 21.4827 | 175.9832 | 130.1948 | 923701 | 0.20138 | 0.35912
2146 | 111.6745 | 18.7869 | 218.5665 | 286.8651 | 891225 | 0.25011 | 0.42567
2147 | 110.9031 | 15.9744 | 211.7586 | 448.6359 | 882105 | 0.24231 | 0.41544
2148 | 110.3484 | 13.421 | 169.306 | 565.7026 | 864766 | 0.19374 | 0.3481
2149 | 104.6578 | 8.3611 | 115.5016 | 587.2851 | 886251 | 0.13217 | 0.25286
2150 | 104.2564 | 8.9928 | 99.9087 | 597.8385 | 872346 | 0.11433 | 0.22291
2151 | 110.3143 | 8.4823 | 95.4744 | 529.3623 | 821490 | 0.10925 | 0.21418
2152 | 109.3934 | 8.3499 | 78.615 | 447.2248 | 883764 | 0.089959 | 0.18011
2153 | 107.8664 | 8.808 | 93.0219 | 293.7334 | 880615 | 0.10644 | 0.20931
2154 | 107.7907 | 9.977 | 81.2357 | 129.4225 | 873976 | 0.092958 | 0.1855
2155 | 105.4935 | 9.5892 | 73.7141 | 19.9493 | 866071 | 0.084351 | 0.16993
2156 | 106.2468 | 8.6285 | 114.2303 | 0 | 873232 | 0.13071 | 0.25046
2157 | 104.185 | 10.4752 | 113.6397 | 0.75552 | 881564 | 0.13004 | 0.24934
2158 | 101.1882 | 0.91927 | 112.4349 | 0 | 937357 | 0.12866 | 0.24706
2159 | 100.5529 | 0.87337 | 89.1717 | 0.00096 | 963875 | 0.10204 | 0.20161
2160 | 100.2385 | 0.6445 | 77.6654 | 0 | 1000507 | 0.088872 | 0.17814
2161 | 99.0789 | 0.48643 | 63.7126 | 0 | 957539 | 0.072906 | 0.14876
2162 | 93.44 | 0.42818 | 70.2809 | 0 | 853545 | 0.080422 | 0.16272
2163 | 92.0827 | 0.41643 | 87.779 | 0 | 708533 | 0.10045 | 0.19881
2164 | 91.9302 | 0.41648 | 91.5665 | 0 | 560440 | 0.10478 | 0.20641
2165 | 91.9516 | 0.40869 | 95.4953 | 0 | 623878 | 0.10927 | 0.21422
2166 | 94.7849 | 0.9677 | 120.0615 | 0.085321 | 1037347 | 0.13739 | 0.26141
2167 | 95.4155 | 12.5731 | 145.7884 | 3.5406 | 1017051 | 0.16683 | 0.30794
2168 | 95.4946 | 12.5614 | 143.1231 | 86.1874 | 957832 | 0.16378 | 0.30324
2169 | 94.2346 | 10.5222 | 157.0128 | 274.9902 | 925469 | 0.17967 | 0.32738
2170 | 93.7961 | 7.7574 | 207.8065 | 520.2985 | 889076 | 0.23779 | 0.40943
2171 | 96.0807 | 5.529 | 186.6942 | 721.7988 | 842063 | 0.21363 | 0.37645
2172 | 96.3223 | 2.8701 | 136.6205 | 896.2302 | 890859 | 0.15633 | 0.29168
2173 | 92.637 | 1.3689 | 140.897 | 981.7795 | 826408 | 0.16123 | 0.2993
2174 | 91.6028 | 1.2556 | 188.3835 | 1007.2874 | 874784 | 0.21557 | 0.37914
2175 | 93.6774 | 0.86822 | 220.2616 | 934.3676 | 858798 | 0.25204 | 0.42819
2176 | 91.8844 | 0.8037 | 248.4956 | 791.4419 | 874323 | 0.28435 | 0.46892
2177 | 92.134 | 0.86811 | 249.7947 | 544.4008 | 875804 | 0.28584 | 0.47074
2178 | 90.6017 | 1.2554 | 230.8798 | 250.367 | 880527 | 0.2642 | 0.4438
2179 | 91.393 | 1.6271 | 206.446 | 34.6375 | 873146 | 0.23624 | 0.40735
2180 | 94.9598 | 1.6435 | 203.8108 | 0.62167 | 848662 | 0.23322 | 0.40331
2181 | 95.6382 | 1.3535 | 256.9734 | 1.5674 | 890191 | 0.29405 | 0.48069
2182 | 94.8618 | 1.0788 | 237.878 | 1.0214 | 927319 | 0.2722 | 0.45389
2183 | 95.2227 | 0.75632 | 194.0113 | 0.43968 | 970098 | 0.22201 | 0.38805
2184 | 96.1306 | 0.66001 | 152.0428 | 0.02928 | 360551 | 0.17398 | 0.31883
2185 | 94.3036 | 0.48583 | 146.9769 | 0.00144 | 920541 | 0.16819 | 0.31002
2186 | 90.1687 | 0.42765 | 119.4124 | 0 | 803738 | 0.13664 | 0.2602
2187 | 87.5976 | 0.41548 | 88.0547 | 0.00216 | 693726 | 0.10076 | 0.19936
2188 | 86.7287 | 0.41574 | 82.0429 | 0 | 552965 | 0.093881 | 0.18715
2189 | 87.3768 | 0.4084 | 86.1884 | 0 | 626444 | 0.098625 | 0.19559
2190 | 87.313 | 0.96758 | 65.6173 | 0.090294 | 989281 | 0.075086 | 0.15283
2191 | 87.5202 | 10.6949 | 67.6047 | 12.5546 | 988736 | 0.07736 | 0.15706
2192 | 88.3109 | 10.5073 | 56.1011 | 180.9341 | 943758 | 0.064196 | 0.13228
2193 | 86.2445 | 8.7566 | 35.6488 | 519.9957 | 907032 | 0.040793 | 0.086346
2194 | 86.3666 | 6.8416 | 56.6405 | 867.994 | 858641 | 0.064814 | 0.13346
2195 | 87.0542 | 5.6453 | 67.2169 | 1131.1509 | 831307 | 0.076916 | 0.15624
2196 | 86.1302 | 3.8069 | 75.2609 | 1278.9245 | 831076 | 0.086121 | 0.17315
2197 | 85.5605 | 1.3697 | 89.9716 | 1321.9884 | 851821 | 0.10295 | 0.20322
2198 | 84.0036 | 1.2768 | 115.186 | 1290.5329 | 848052 | 0.13181 | 0.25227
2199 | 83.0953 | 0.89133 | 132.8963 | 1186.1976 | 827277 | 0.15207 | 0.28497
2200 | 83.6264 | 0.81463 | 157.7546 | 998.0942 | 870141 | 0.18052 | 0.32864
2201 | 84.3124 | 0.94118 | 192.3338 | 692.3431 | 837413 | 0.22009 | 0.38541
2202 | 86.8717 | 1.4745 | 203.497 | 299.9311 | 851947 | 0.23286 | 0.40282
2203 | 88.4122 | 1.6496 | 242.6586 | 39.3629 | 852266 | 0.27767 | 0.4607
2204 | 92.5135 | 1.8215 | 329.3463 | 0.61683 | 798988 | 0.37687 | 0.57338
2205 | 94.5237 | 5.2216 | 358.7103 | 1.6652 | 858347 | 0.41047 | 0.60742
2206 | 93.9437 | 1.08 | 386.9034 | 1.5607 | 875087 | 0.44273 | 0.6384
2207 | 94.957 | 0.75711 | 369.3514 | 1.5545 | 932281 | 0.42265 | 0.6193
2208 | 95.2708 | 0.66072 | 352.1701 | 0.20064 | 927908 | 0.40299 | 0.6
2209 | 92.3733 | 0.48632 | 363.7301 | 0.00504 | 886186 | 0.41622 | 0.61306
2210 | 85.7255 | 0.42817 | 375.6055 | 0.00144 | 785011 | 0.4298 | 0.62618
2211 | 86.0576 | 0.41668 | 384.2052 | 0.00144 | 677076 | 0.43965 | 0.6355
2212 | 87.25 | 0.4169 | 404.586 | 0 | 561608 | 0.46297 | 0.65703
2213 | 87.8672 | 0.40904 | 414.0028 | 0.00216 | 631028 | 0.47374 | 0.66672
2214 | 88.0102 | 0.96829 | 437.6489 | 0.11813 | 1003440 | 0.5008 | 0.69034
2215 | 90.8712 | 15.4647 | 416.4246 | 16.8966 | 1076357 | 0.47651 | 0.66918
2216 | 98.9968 | 15.353 | 368.0208 | 216.5496 | 987288 | 0.42113 | 0.61783
2217 | 102.3729 | 13.5543 | 301.2732 | 601.772 | 894888 | 0.34475 | 0.53899
2218 | 104.8265 | 12.5 | 329.9306 | 956.4592 | 863562 | 0.37754 | 0.57408
2219 | 103.8678 | 10.6883 | 304.8293 | 1192.4874 | 827511 | 0.34882 | 0.54345
2220 | 103.5298 | 9.7701 | 276.9541 | 1321.4722 | 835995 | 0.31692 | 0.50763
2221 | 98.2029 | 4.4829 | 254.2905 | 1364.8904 | 810673 | 0.29098 | 0.47699
2222 | 97.6739 | 6.2362 | 254.7079 | 1332.8418 | 836154 | 0.29146 | 0.47757
2223 | 99.6713 | 5.5719 | 262.732 | 1215.1615 | 830083 | 0.30064 | 0.48857
2224 | 100.0602 | 5.5859 | 264.0352 | 996.1151 | 855673 | 0.30213 | 0.49034
2225 | 101.2684 | 6.2689 | 260.6567 | 671.7992 | 852692 | 0.29827 | 0.48574
2226 | 102.6031 | 7.0438 | 227.8802 | 282.3943 | 824707 | 0.26076 | 0.43942
2227 | 102.0293 | 5.9212 | 196.1519 | 37.16 | 814338 | 0.22446 | 0.39141
2228 | 104.8418 | 6.0956 | 224.339 | 0.61452 | 816043 | 0.25671 | 0.43423
2229 | 104.0591 | 9.412 | 226.4393 | 1.5667 | 858657 | 0.25911 | 0.43731
2230 | 101.7757 | 1.0809 | 215.0698 | 1.5617 | 896918 | 0.2461 | 0.42043
2231 | 102.1305 | 0.75763 | 189.152 | 1.5538 | 1011654 | 0.21645 | 0.38037
2232 | 101.5322 | 0.66114 | 198.9427 | 0.18048 | 1034490 | 0.22765 | 0.39577
2233 | 97.2751 | 0.48665 | 221.0415 | 0.00576 | 976738 | 0.25294 | 0.42935
2234 | 93.1612 | 0.42859 | 235.3916 | 0.00216 | 842555 | 0.26936 | 0.45032
2235 | 92.0527 | 0.42185 | 169.9693 | 0.00144 | 691702 | 0.1945 | 0.3492
2236 | 93.3354 | 0.44378 | 153.4823 | 0 | 561347 | 0.17563 | 0.32131
2237 | 93.6695 | 0.59034 | 132.0156 | 0.00144 | 613853 | 0.15107 | 0.28338
2238 | 94.6669 | 1.4223 | 101.0995 | 0.089817 | 1027833 | 0.11569 | 0.22524
2239 | 97.5953 | 20.9554 | 111.5121 | 19.3489 | 1213649 | 0.1276 | 0.2453
2240 | 99.941 | 19.4752 | 112.2188 | 215.4934 | 1220860 | 0.12841 | 0.24665
2241 | 100.8786 | 16.3856 | 101.9817 | 570.2598 | 1119718 | 0.1167 | 0.22696
2242 | 104.9805 | 12.9961 | 130.978 | 888.8991 | 958357 | 0.14988 | 0.2815
2243 | 104.0354 | 10.1055 | 111.4738 | 1091.9583 | 897759 | 0.12756 | 0.24523
2244 | 102.7064 | 7.5748 | 112.206 | 1207.4763 | 865165 | 0.1284 | 0.24662
2245 | 99.0674 | 2.989 | 134.6919 | 1234.0485 | 853111 | 0.15413 | 0.28821
2246 | 98.2154 | 3.9588 | 161.8295 | 1187.0432 | 859638 | 0.18518 | 0.33556
2247 | 103.427 | 3.3144 | 157.9757 | 1049.0248 | 849369 | 0.18077 | 0.32902
2248 | 102.6429 | 2.9982 | 155.3978 | 837.7983 | 837176 | 0.17782 | 0.32461
2249 | 103.8149 | 3.6862 | 177.576 | 547.2163 | 852674 | 0.2032 | 0.36172
2250 | 104.2824 | 4.8835 | 162.2513 | 192.8419 | 835506 | 0.18566 | 0.33628
2251 | 103.8391 | 5.0852 | 143.0648 | 24.8026 | 863425 | 0.16371 | 0.30314
2252 | 106.741 | 5.4061 | 155.393 | 0.62262 | 916455 | 0.17782 | 0.3246
2253 | 106.1758 | 8.8042 | 202.7299 | 1.5891 | 943894 | 0.23198 | 0.40164
2254 | 102.5403 | 1.0807 | 216.2877 | 1.5607 | 1010892 | 0.2475 | 0.42226
2255 | 102.0073 | 0.75753 | 225.8444 | 2.0318 | 1108878 | 0.25843 | 0.43644
2256 | 101.8679 | 0.66107 | 256.9368 | 0.61752 | 1151939 | 0.29401 | 0.48064
2257 | 98.3929 | 0.48659 | 228.7139 | 0.00576 | 1040491 | 0.26172 | 0.44064
2258 | 94.2796 | 0.4285 | 223.7484 | 0.00144 | 826435 | 0.25603 | 0.43336
2259 | 92.6668 | 0.41757 | 204.3252 | 0.00144 | 637485 | 0.23381 | 0.4041
2260 | 91.2565 | 0.42028 | 186.1134 | 0 | 517290 | 0.21297 | 0.37552
2261 | 92.5093 | 0.42587 | 169.4379 | 0.00216 | 605101 | 0.19389 | 0.34832
2262 | 93.8963 | 1.0568 | 198.1254 | 0.051699 | 979331 | 0.22671 | 0.3945
2263 | 95.999 | 19.781 | 225.8572 | 2.2069 | 942911 | 0.25845 | 0.43646
2264 | 99.7497 | 19.3774 | 284.6223 | 29.5208 | 939721 | 0.32569 | 0.51769
2265 | 102.6687 | 18.1907 | 273.0192 | 82.215 | 901965 | 0.31242 | 0.50241
2266 | 106.4788 | 15.6847 | 356.8191 | 151.5796 | 876089 | 0.40831 | 0.60529
2267 | 106.8159 | 14.3656 | 337.1476 | 236.083 | 843958 | 0.3858 | 0.58261
2268 | 107.6253 | 12.2643 | 398.2346 | 235.5202 | 854893 | 0.4557 | 0.65041
2269 | 103.4625 | 7.9975 | 407.3725 | 205.9115 | 873661 | 0.46616 | 0.65992
2270 | 102.3079 | 8.6687 | 413.3827 | 153.1054 | 840883 | 0.47303 | 0.66609
2271 | 108.0767 | 7.7434 | 453.1144 | 99.9746 | 856200 | 0.5185 | 0.70527
2272 | 107.7444 | 7.3692 | 464.9182 | 64.6212 | 829544 | 0.532 | 0.71641
2273 | 107.8246 | 6.7501 | 449.7065 | 30.5998 | 846242 | 0.5146 | 0.70202
2274 | 107.6043 | 7.3144 | 487.4198 | 8.3287 | 855007 | 0.55775 | 0.73702
2275 | 106.192 | 6.8717 | 556.0501 | 0.9848 | 835120 | 0.63629 | 0.7954
2276 | 105.2135 | 6.8378 | 553.9435 | 0.28257 | 843222 | 0.63388 | 0.7937
2277 | 104.2856 | 9.8436 | 560.6575 | 0.85824 | 882622 | 0.64156 | 0.79909
2278 | 101.8541 | 1.081 | 581.513 | 0 | 915824 | 0.66542 | 0.81549
2279 | 100.4902 | 0.75768 | 607.2847 | 0.47904 | 968973 | 0.69491 | 0.83503
2280 | 99.1943 | 0.66116 | 654.9455 | 0.0048 | 982138 | 0.74945 | 0.86923
2281 | 97.2845 | 0.4822 | 670.9375 | 0 | 981567 | 0.76775 | 0.88018
2282 | 92.2794 | 0.49548 | 636.2069 | 0 | 853264 | 0.72801 | 0.85607
2283 | 90.6225 | 0.44431 | 622.4259 | 0 | 689634 | 0.71224 | 0.84616
2284 | 90.8416 | 0.41193 | 601.7049 | 0 | 554266 | 0.68853 | 0.83086
2285 | 92.1407 | 0.42476 | 547.2407 | 0 | 633447 | 0.62621 | 0.78826
2286 | 95.6126 | 0.56403 | 454.7479 | 0.05063 | 1015835 | 0.52037 | 0.70683
2287 | 99.2519 | 18.0122 | 392.8619 | 0.27154 | 1011252 | 0.44955 | 0.64475
2288 | 100.1779 | 19.4386 | 386.0803 | 9.3369 | 955210 | 0.44179 | 0.63752
2289 | 102.6976 | 19.639 | 389.0017 | 35.2963 | 931182 | 0.44513 | 0.64064
2290 | 108.2749 | 17.211 | 434.8405 | 68.8723 | 881031 | 0.49759 | 0.68759
2291 | 108.9615 | 14.9491 | 420.0048 | 119.1338 | 829290 | 0.48061 | 0.67281
2292 | 108.944 | 10.6359 | 394.6613 | 198.7531 | 873597 | 0.45161 | 0.64665
2293 | 104.3806 | 6.1678 | 347.9909 | 280.2525 | 864715 | 0.39821 | 0.59521
2294 | 102.3633 | 7.583 | 301.0972 | 327.5265 | 899274 | 0.34454 | 0.53877
2295 | 106.0579 | 6.7673 | 278.9006 | 337.5867 | 861255 | 0.31915 | 0.5102
2296 | 104.7377 | 5.9638 | 271.6803 | 285.3916 | 871864 | 0.31088 | 0.50063
2297 | 106.7717 | 6.3223 | 291.7168 | 194.9555 | 855906 | 0.33381 | 0.52685
2298 | 107.8926 | 6.4878 | 263.5731 | 95.5956 | 857186 | 0.30161 | 0.48971
2299 | 106.3822 | 5.8704 | 245.859 | 16.812 | 857391 | 0.28134 | 0.46522
2300 | 108.3741 | 5.6052 | 222.4753 | 0.61874 | 836536 | 0.25458 | 0.43147
2301 | 106.4248 | 8.4089 | 228.1713 | 1.6216 | 884287 | 0.2611 | 0.43985
2302 | 102.3197 | 0.94861 | 255.3306 | 0.77624 | 921037 | 0.29217 | 0.47843
2303 | 102.4742 | 0.83796 | 208.3099 | 0.71232 | 984224 | 0.23837 | 0.4102
2304 | 101.5259 | 0.64475 | 194.362 | 0.3924 | 1021305 | 0.22241 | 0.3886
2305 | 100.6072 | 0.52397 | 175.3409 | 0 | 946492 | 0.20064 | 0.35806
2306 | 92.6024 | 0.47996 | 144.0919 | 0 | 845720 | 0.16488 | 0.30495
2307 | 92.6845 | 0.45172 | 120.404 | 0 | 689640 | 0.13778 | 0.26205
2308 | 91.6551 | 0.40891 | 80.0134 | 0 | 553115 | 0.091559 | 0.18299
2309 | 92.1282 | 0.41077 | 72.1714 | 0 | 630593 | 0.082586 | 0.1667
2310 | 94.4767 | 0.45927 | 47.5654 | 0.11907 | 1015561 | 0.054429 | 0.11341
2311 | 97.307 | 16.3677 | 39.5215 | 13.686 | 990554 | 0.045224 | 0.095235
2312 | 102.4889 | 16.6709 | 52.6597 | 133.7598 | 928314 | 0.060258 | 0.12472
2313 | 104.7109 | 15.8703 | 54.058 | 352.6021 | 909355 | 0.061858 | 0.1278
2314 | 108.2339 | 14.6201 | 94.8587 | 624.1752 | 902544 | 0.10855 | 0.21296
2315 | 107.1476 | 12.8616 | 89.3078 | 952.9573 | 833180 | 0.10219 | 0.20188
2316 | 104.946 | 11.7872 | 93.7043 | 1181.4321 | 879625 | 0.10723 | 0.21067
2317 | 101.5973 | 7.7897 | 69.0304 | 1231.612 | 866286 | 0.078991 | 0.16008
2318 | 100.0219 | 9.0215 | 40.6019 | 1196.2873 | 869023 | 0.046461 | 0.097698
2319 | 104.5004 | 9.0705 | 39.0609 | 1055.5967 | 848558 | 0.044697 | 0.094182
2320 | 104.3682 | 9.055 | 38.0565 | 839.7079 | 885672 | 0.043548 | 0.091883
2321 | 105.2281 | 9.0221 | 41.8402 | 564.0492 | 855752 | 0.047878 | 0.10051
2322 | 105.1795 | 9.3238 | 40.4857 | 252.3145 | 858228 | 0.046328 | 0.097433
2323 | 104.4985 | 7.9586 | 47.1017 | 43.9555 | 863285 | 0.053898 | 0.11237
2324 | 106.7363 | 8.5331 | 42.0975 | 0.62318 | 839640 | 0.048172 | 0.1011
2325 | 106.4283 | 10.503 | 58.5954 | 2.2064 | 876968 | 0.067051 | 0.13772
2326 | 102.4543 | 0.91939 | 54.8854 | 2.2443 | 920502 | 0.062805 | 0.12962
2327 | 102.1469 | 0.8736 | 59.9917 | 2.3165 | 927920 | 0.068648 | 0.14074
2328 | 101.2793 | 0.64475 | 67.3619 | 0.80056 | 1041120 | 0.077082 | 0.15655
2329 | 99.3011 | 0.4867 | 86.9343 | 0 | 977984 | 0.099479 | 0.1971
2330 | 93.2519 | 0.42857 | 113.3655 | 0 | 838780 | 0.12972 | 0.24882
2331 | 91.2117 | 0.4189 | 156.4539 | 0 | 692272 | 0.17903 | 0.32642
2332 | 90.9514 | 0.42498 | 198.8262 | 0 | 555312 | 0.22752 | 0.39559
2333 | 91.7606 | 0.44342 | 215.4156 | 0 | 602708 | 0.2465 | 0.42095
2334 | 92.5667 | 1.0428 | 198.391 | 0.10945 | 1004923 | 0.22702 | 0.39491
2335 | 92.6773 | 19.1829 | 238.651 | 20.8455 | 950592 | 0.27309 | 0.455
2336 | 94.1407 | 18.7262 | 203.3932 | 172.5909 | 923515 | 0.23274 | 0.40266
2337 | 94.8585 | 17.137 | 160.6203 | 468.3662 | 909282 | 0.1838 | 0.33352
2338 | 96.5182 | 14.4161 | 172.6476 | 801.5681 | 873740 | 0.19756 | 0.35363
2339 | 96.0941 | 12.3244 | 150.1917 | 1050.7159 | 829083 | 0.17186 | 0.31562
2340 | 95.2538 | 9.7474 | 140.2003 | 1192.3294 | 851857 | 0.16043 | 0.29807
2341 | 93.187 | 4.9052 | 105.0866 | 1253.0827 | 862210 | 0.12025 | 0.23298
2342 | 93.4763 | 6.0132 | 107.2099 | 1198.5112 | 884420 | 0.12268 | 0.23707
2343 | 93.5821 | 5.583 | 114.6952 | 1070.0981 | 872272 | 0.13125 | 0.25134
2344 | 94.6054 | 4.4228 | 88.6235 | 872.99 | 889425 | 0.10141 | 0.20051
2345 | 94.7511 | 5.2192 | 75.7673 | 574.5382 | 855245 | 0.0867 | 0.17421
2346 | 93.8395 | 6.3857 | 84.3943 | 242.3123 | 855373 | 0.096572 | 0.19195
2347 | 93.8285 | 5.5766 | 85.3531 | 39.7725 | 864273 | 0.097669 | 0.1939
2348 | 96.0614 | 5.9104 | 110.8084 | 0.6237 | 820692 | 0.1268 | 0.24396
2349 | 97.1932 | 9.4354 | 106.1752 | 2.0019 | 860955 | 0.1215 | 0.23508
2350 | 96.6978 | 1.0809 | 105.9776 | 2.1435 | 874168 | 0.12127 | 0.2347
2351 | 96.8049 | 0.75764 | 115.1133 | 2.6105 | 944239 | 0.13172 | 0.25213
2352 | 96.4676 | 0.66117 | 92.8508 | 0.88488 | 977639 | 0.10625 | 0.20897
2353 | 94.492 | 0.48672 | 105.4543 | 0 | 929044 | 0.12067 | 0.23369
2354 | 87.4438 | 0.42973 | 125.9171 | 0 | 844346 | 0.14409 | 0.27225
2355 | 83.8577 | 0.46614 | 133.062 | 0 | 706300 | 0.15226 | 0.28527
2356 | 83.1336 | 0.75253 | 150.2786 | 0 | 562892 | 0.17196 | 0.31577
2357 | 83.3342 | 2.0572 | 164.2449 | 0 | 634315 | 0.18795 | 0.33964
2358 | 85.2374 | 3.7019 | 182.2497 | 0.093989 | 1015237 | 0.20855 | 0.36931
2359 | 85.4612 | 23.1425 | 227.3183 | 10.6653 | 1005933 | 0.26012 | 0.4386
2360 | 87.1492 | 21.5792 | 274.5924 | 106.7526 | 963859 | 0.31422 | 0.50451
2361 | 86.933 | 18.7003 | 309.1311 | 292.0368 | 929951 | 0.35374 | 0.54881
2362 | 87.5472 | 15.3557 | 339.9555 | 529.7493 | 901333 | 0.38901 | 0.5859
2363 | 89.1169 | 12.7009 | 331.3822 | 735.2407 | 875765 | 0.3792 | 0.5758
2364 | 89.0334 | 10.5167 | 303.0358 | 878.0081 | 881651 | 0.34676 | 0.54121
2365 | 88.2607 | 6.1536 | 268.9487 | 923.2318 | 858637 | 0.30776 | 0.49697
2366 | 89.1457 | 7.1368 | 232.5568 | 887.3404 | 876445 | 0.26611 | 0.44623
2367 | 88.3792 | 6.5178 | 193.442 | 801.5937 | 878710 | 0.22136 | 0.38716
2368 | 87.4956 | 6.1041 | 181.2214 | 608.7919 | 853949 | 0.20737 | 0.36764
2369 | 87.5483 | 6.6373 | 188.7229 | 365.0935 | 846328 | 0.21596 | 0.37968
2370 | 87.8581 | 7.6547 | 193.4424 | 167.5793 | 871793 | 0.22136 | 0.38716
2371 | 88.7462 | 7.7691 | 242.9426 | 28.4379 | 852085 | 0.278 | 0.4611
2372 | 92.11 | 7.7077 | 269.6494 | 0.61738 | 833581 | 0.30856 | 0.49791
2373 | 94.4614 | 10.5376 | 300.2225 | 1.5026 | 857923 | 0.34354 | 0.53767
2374 | 93.8304 | 1.0811 | 327.7448 | 0.58248 | 889310 | 0.37504 | 0.57147
2375 | 94.3863 | 0.75777 | 330.3659 | 1.05 | 970688 | 0.37804 | 0.57459
2376 | 94.04 | 0.66121 | 311.0288 | 0.45168 | 982303 | 0.35591 | 0.55116
2377 | 90.2266 | 0.48663 | 299.7859 | 0 | 908500 | 0.34304 | 0.53712
2378 | 84.9355 | 0.42846 | 294.1698 | 0 | 809148 | 0.33662 | 0.52999
2379 | 85.2199 | 0.41728 | 346.5654 | 0 | 690688 | 0.39657 | 0.59357
2380 | 84.9482 | 0.4174 | 381.1059 | 0 | 594744 | 0.4361 | 0.63216
2381 | 86.6539 | 0.41086 | 388.6618 | 0 | 637311 | 0.44474 | 0.64028
2382 | 89.4381 | 0.9722 | 406.5359 | 0.083881 | 1027193 | 0.4652 | 0.65905
2383 | 93.5514 | 16.8657 | 412.3048 | 20.3127 | 1064625 | 0.4718 | 0.66498
2384 | 97.9118 | 15.4864 | 385.2888 | 166.3168 | 1017990 | 0.44088 | 0.63667
2385 | 101.2536 | 12.5491 | 365.1624 | 467.5885 | 963572 | 0.41785 | 0.61465
2386 | 103.8597 | 9.5961 | 371.2976 | 798.202 | 907167 | 0.42487 | 0.62145
2387 | 102.4477 | 6.89 | 374.7015 | 1048.1149 | 898614 | 0.42877 | 0.62519
2388 | 101.8046 | 4.5652 | 360.6162 | 1221.3974 | 910872 | 0.41265 | 0.60957
2389 | 97.4855 | 1.3694 | 334.1482 | 1231.7188 | 881269 | 0.38236 | 0.57908
2390 | 95.8631 | 1.2915 | 326.2015 | 1145.8597 | 868671 | 0.37327 | 0.56962
2391 | 101.9732 | 0.88965 | 319.1796 | 951.9299 | 869904 | 0.36524 | 0.56114
2392 | 101.4633 | 0.8107 | 298.8015 | 741.0607 | 856257 | 0.34192 | 0.53588
2393 | 102.5338 | 0.88562 | 298.6575 | 490.6193 | 849108 | 0.34175 | 0.53569
2394 | 103.9833 | 1.4207 | 301.424 | 193.9694 | 858720 | 0.34492 | 0.53918
2395 | 104.3263 | 1.6575 | 317.4156 | 22.306 | 866548 | 0.36322 | 0.55899
2396 | 105.3538 | 1.7517 | 347.6565 | 0.61946 | 834333 | 0.39782 | 0.59483
2397 | 104.7426 | 5.2894 | 329.1593 | 2.1426 | 896195 | 0.37666 | 0.57316
2398 | 102.7498 | 1.0798 | 329.3711 | 2.1447 | 940230 | 0.3769 | 0.57341
2399 | 100.6619 | 0.75698 | 255.4291 | 2.4074 | 1016315 | 0.29229 | 0.47856
2400 | 99.4973 | 0.66059 | 185.4847 | 0.99744 | 1038697 | 0.21225 | 0.37451
2401 | 98.5987 | 0.48628 | 194.3318 | 0.11632 | 950609 | 0.22237 | 0.38856
2402 | 92.5749 | 0.42819 | 213.7777 | 0 | 855769 | 0.24463 | 0.41849
2403 | 92.0139 | 0.41692 | 285.8579 | 0 | 704257 | 0.32711 | 0.51929
2404 | 91.9666 | 0.4172 | 349.1314 | 0 | 552398 | 0.39951 | 0.59652
2405 | 92.466 | 0.40926 | 380.8229 | 0 | 613954 | 0.43577 | 0.63185
2406 | 93.3611 | 0.96987 | 409.6979 | 0.048636 | 1035420 | 0.46882 | 0.66231
2407 | 95.2037 | 17.5134 | 439.8746 | 1.6715 | 1195219 | 0.50335 | 0.69251
2408 | 100.1404 | 17.5449 | 420.6337 | 37.1952 | 1186961 | 0.48133 | 0.67344
2409 | 102.939 | 15.2814 | 369.0657 | 189.5211 | 1084077 | 0.42232 | 0.61899
2410 | 108.397 | 12.9396 | 369.1435 | 501.0666 | 996062 | 0.42241 | 0.61907
2411 | 107.9057 | 10.2315 | 376.7945 | 832.8982 | 955290 | 0.43117 | 0.62748
2412 | 106.6634 | 7.8835 | 343.4248 | 1092.8049 | 920662 | 0.39298 | 0.58994
2413 | 99.4605 | 3.9547 | 314.4152 | 1220.1704 | 922730 | 0.35978 | 0.55532
2414 | 98.7323 | 5.306 | 296.1129 | 1268.5229 | 953383 | 0.33884 | 0.53247
2415 | 102.6378 | 4.5746 | 363.7515 | 1161.8253 | 924189 | 0.41624 | 0.61308
2416 | 102.5715 | 3.6026 | 360.8491 | 942.6167 | 920321 | 0.41292 | 0.60983
2417 | 102.9845 | 4.5187 | 416.6928 | 659.4113 | 903513 | 0.47682 | 0.66946
2418 | 103.3566 | 5.3195 | 450.2058 | 299.5375 | 882925 | 0.51517 | 0.70249
2419 | 102.8403 | 5.1938 | 441.3571 | 48.393 | 884278 | 0.50504 | 0.69396
2420 | 106.1115 | 5.2129 | 430.8258 | 0.6333 | 904903 | 0.49299 | 0.68362
2421 | 107.2237 | 8.3509 | 489.7756 | 2.1359 | 962279 | 0.56045 | 0.73914
2422 | 104.0838 | 1.0806 | 563.2539 | 2.1466 | 1012182 | 0.64453 | 0.80116
2423 | 102.0433 | 0.75741 | 559.3677 | 2.3456 | 1107157 | 0.64008 | 0.79806
2424 | 99.8567 | 0.66093 | 538.1667 | 1.0721 | 1121843 | 0.61582 | 0.7808
2425 | 96.2632 | 0.48645 | 555.0849 | 0.11592 | 1051310 | 0.63518 | 0.79462
2426 | 91.4433 | 0.42828 | 580.1496 | 0 | 843860 | 0.66386 | 0.81443
2427 | 91.4153 | 0.41685 | 591.0597 | 0 | 659866 | 0.67635 | 0.82282
2428 | 90.493 | 0.41699 | 521.4951 | 0 | 537923 | 0.59675 | 0.76682
2429 | 90.8659 | 0.40903 | 476.2211 | 0 | 616069 | 0.54494 | 0.72686
2430 | 92.1237 | 0.9682 | 401.608 | 0.12409 | 1008193 | 0.45956 | 0.65394
2431 | 96.7958 | 15.1963 | 400.8119 | 27.5351 | 962456 | 0.45865 | 0.65311
2432 | 100.1751 | 13.8754 | 394.8123 | 221.1031 | 962598 | 0.45178 | 0.64681
2433 | 101.4502 | 11.0481 | 369.0109 | 583.8711 | 951114 | 0.42226 | 0.61893
2434 | 105.8761 | 7.7312 | 405.4429 | 918.905 | 900288 | 0.46395 | 0.65792
2435 | 104.4046 | 5.0739 | 394.3897 | 1108.4899 | 863317 | 0.4513 | 0.64636
2436 | 103.7183 | 2.3209 | 393.907 | 1263.6593 | 872906 | 0.45075 | 0.64585
2437 | 99.0234 | 1.3688 | 383.5922 | 1323.4133 | 930444 | 0.43894 | 0.63484
2438 | 98.4768 | 1.2557 | 381.321 | 1330.0097 | 915866 | 0.43634 | 0.63239
2439 | 102.1831 | 0.86829 | 398.2835 | 1235.5697 | 898088 | 0.45575 | 0.65046
2440 | 101.8519 | 0.80385 | 445.4853 | 1028.2533 | 877608 | 0.50977 | 0.69796
2441 | 102.4081 | 0.86836 | 471.8287 | 721.466 | 867718 | 0.53991 | 0.72282
2442 | 103.6856 | 1.2559 | 464.0524 | 339.1365 | 879929 | 0.53101 | 0.7156
2443 | 103.9418 | 1.6279 | 477.7897 | 59.1178 | 867996 | 0.54673 | 0.72829
2444 | 105.4801 | 1.6445 | 440.032 | 0.63819 | 850428 | 0.50353 | 0.69267
2445 | 106.671 | 3.3985 | 448.8758 | 2.1414 | 882176 | 0.51365 | 0.70122
2446 | 103.7404 | 1.0796 | 454.4834 | 2.1445 | 939679 | 0.52006 | 0.70658
2447 | 102.7424 | 0.7569 | 470.9097 | 2.6094 | 966995 | 0.53886 | 0.72197
2448 | 101.2844 | 0.66057 | 443.9769 | 1.1946 | 1003605 | 0.50804 | 0.6965
2449 | 97.0295 | 0.48183 | 422.267 | 0.11616 | 968392 | 0.4832 | 0.67509
2450 | 93.3032 | 0.49521 | 362.7759 | 0 | 868607 | 0.41512 | 0.61199
2451 | 92.8522 | 0.44395 | 357.1006 | 0 | 700046 | 0.40863 | 0.6056
2452 | 92.5853 | 0.40875 | 340.2987 | 0 | 551171 | 0.3894 | 0.5863
2453 | 92.7628 | 0.409 | 308.8867 | 0 | 621672 | 0.35346 | 0.54851
2454 | 93.5855 | 0.5273 | 294.9864 | 0.19091 | 993229 | 0.33755 | 0.53103
2455 | 95.8489 | 16.9074 | 239.5051 | 37.6967 | 1015056 | 0.27407 | 0.45622
2456 | 99.2741 | 16.1382 | 184.105 | 270.3533 | 962299 | 0.21067 | 0.3723
2457 | 102.3057 | 15.8076 | 135.2224 | 623.6033 | 938300 | 0.15473 | 0.28917
2458 | 103.6629 | 13.9975 | 152.5319 | 927.6001 | 904850 | 0.17454 | 0.31967
2459 | 103.7284 | 11.6342 | 181.0993 | 1129.3106 | 861459 | 0.20723 | 0.36745
2460 | 103.1131 | 9.9632 | 232.0719 | 1239.5067 | 863985 | 0.26556 | 0.44553
2461 | 98.8824 | 7.2463 | 247.4697 | 1255.2744 | 895642 | 0.28318 | 0.46749
2462 | 98.4036 | 8.6455 | 268.9963 | 1195.9979 | 910106 | 0.30781 | 0.49703
2463 | 103.6812 | 8.3538 | 297.5648 | 1078.6824 | 888311 | 0.3405 | 0.53431
2464 | 102.9881 | 8.9943 | 356.828 | 877.5416 | 870783 | 0.40832 | 0.6053
2465 | 103.2524 | 9.6817 | 399.4791 | 594.8604 | 873381 | 0.45712 | 0.65171
2466 | 103.6029 | 9.8499 | 402.7067 | 271.017 | 848318 | 0.46082 | 0.65508
2467 | 104.2702 | 8.9212 | 400.6485 | 48.1691 | 911766 | 0.45846 | 0.65294
2468 | 106.0559 | 8.744 | 399.0416 | 0.70841 | 829657 | 0.45662 | 0.65125
2469 | 106.4883 | 11.6295 | 391.6726 | 2.1407 | 889927 | 0.44819 | 0.64348
2470 | 103.6086 | 0.94948 | 433.1882 | 2.1428 | 936585 | 0.4957 | 0.68596
2471 | 101.4702 | 0.83876 | 452.7688 | 2.6095 | 960925 | 0.5181 | 0.70494
2472 | 101.3459 | 0.64537 | 433.2343 | 1.2115 | 988288 | 0.49575 | 0.686
2473 | 97.1767 | 0.52557 | 455.3042 | 0.1024 | 867287 | 0.521 | 0.70735
2474 | 94.2641 | 0.49148 | 490.8961 | 0 | 795420 | 0.56173 | 0.74014
2475 | 93.7389 | 0.53603 | 539.0757 | 0 | 681481 | 0.61686 | 0.78156
2476 | 92.1332 | 0.77032 | 559.7413 | 0 | 566307 | 0.64051 | 0.79836
2477 | 92.1718 | 1.5277 | 524.6581 | 0 | 627378 | 0.60036 | 0.7695
2478 | 94.8938 | 2.2969 | 520.7663 | 0.20212 | 966354 | 0.59591 | 0.7662
2479 | 97.453 | 20.94 | 503.2086 | 38.4327 | 727656 | 0.57582 | 0.75104
2480 | 99.4156 | 20.6352 | 532.1932 | 264.1035 | 517501 | 0.60899 | 0.77584
2481 | 99.3361 | 19.0289 | 566.4374 | 627.0373 | 523680 | 0.64817 | 0.80369
2482 | 101.781 | 17.3472 | 627.8988 | 842.8442 | 635006 | 0.7185 | 0.85012
2483 | 103.2185 | 14.2451 | 646.8861 | 924.1074 | 734741 | 0.74023 | 0.86362
2484 | 103.7384 | 11.0622 | 679.2557 | 846.4578 | 830042 | 0.77727 | 0.88578
2485 | 99.898 | 6.6603 | 673.462 | 647.5049 | 814104 | 0.77064 | 0.88189
2486 | 99.2739 | 8.0829 | 642.003 | 708.4072 | 849836 | 0.73464 | 0.86018
2487 | 105.6422 | 8.0151 | 646.1821 | 689.8092 | 867982 | 0.73942 | 0.86312
2488 | 104.9868 | 7.5798 | 653.9365 | 607.2874 | 882912 | 0.7483 | 0.86853
2489 | 105.3084 | 8.1192 | 628.0931 | 447.7417 | 883092 | 0.71873 | 0.85026
2490 | 104.7548 | 8 | 549.9342 | 207.5756 | 863987 | 0.62929 | 0.79046
2491 | 103.4683 | 7.3471 | 495.557 | 33.3896 | 858703 | 0.56706 | 0.74429
2492 | 104.2458 | 7.7705 | 482.9086 | 0.62866 | 820396 | 0.55259 | 0.73295
2493 | 103.6269 | 10.8454 | 490.0705 | 2.141 | 862502 | 0.56079 | 0.7394
2494 | 102.153 | 0.91952 | 471.1344 | 2.1445 | 893747 | 0.53912 | 0.72218
2495 | 101.2809 | 0.87386 | 467.4934 | 2.5342 | 961945 | 0.53495 | 0.71881
2496 | 99.412 | 0.64501 | 475.3149 | 0.706 | 1002728 | 0.5439 | 0.72603
2497 | 96.2672 | 0.48819 | 447.0881 | 0.00384 | 1021950 | 0.5116 | 0.6995
2498 | 91.8781 | 0.49315 | 447.8951 | 0 | 887591 | 0.51253 | 0.70028
2499 | 89.5284 | 1.2818 | 394.8489 | 0 | 685701 | 0.45182 | 0.64685
2500 | 89.237 | 2.8023 | 335.3086 | 0 | 549465 | 0.38369 | 0.58045
2501 | 90.0868 | 4.2855 | 307.6684 | 0 | 621739 | 0.35206 | 0.54699
2502 | 90.596 | 5.7383 | 313.4101 | 0.1322 | 994208 | 0.35863 | 0.55409
2503 | 92.1864 | 24.7754 | 301.8703 | 27.3926 | 998708 | 0.34543 | 0.53975
2504 | 93.8614 | 23.2224 | 303.8593 | 223.5906 | 952292 | 0.34771 | 0.54224
2505 | 93.7341 | 20.3017 | 265.2974 | 575.3349 | 898766 | 0.30358 | 0.49205
2506 | 93.804 | 16.9463 | 282.1122 | 867.2206 | 877458 | 0.32282 | 0.51441
2507 | 94.3471 | 13.9974 | 262.2423 | 1072.6003 | 865053 | 0.30008 | 0.4879
2508 | 93.9159 | 11.8542 | 246.8107 | 1214.6166 | 889761 | 0.28242 | 0.46656
2509 | 90.4452 | 7.8677 | 216.3499 | 1258.1885 | 928562 | 0.24757 | 0.42235
2510 | 91.2198 | 8.8576 | 189.7919 | 1213.4676 | 939458 | 0.21718 | 0.38138
2511 | 92.69 | 8.2524 | 181.6032 | 1089.4463 | 876697 | 0.20781 | 0.36826
2512 | 91.9116 | 8.0303 | 180.8767 | 908.6585 | 902585 | 0.20698 | 0.36709
2513 | 91.8915 | 8.642 | 192.1783 | 623.9468 | 863904 | 0.21991 | 0.38516
2514 | 91.168 | 9.5279 | 191.4428 | 290.8602 | 878277 | 0.21907 | 0.384
2515 | 90.7352 | 9.1838 | 187.2916 | 53.5519 | 873705 | 0.21432 | 0.3774
2516 | 92.2572 | 9.9024 | 185.7334 | 0.7201 | 835207 | 0.21253 | 0.37491
2517 | 94.7127 | 13.1184 | 205.7002 | 2.1827 | 876276 | 0.23538 | 0.40621
2518 | 94.2686 | 1.082 | 243.9621 | 2.1419 | 920050 | 0.27917 | 0.46255
2519 | 93.9609 | 0.7584 | 246.35 | 2.5993 | 956163 | 0.2819 | 0.46591
2520 | 93.4271 | 0.66456 | 248.461 | 1.3582 | 967194 | 0.28431 | 0.46888
2521 | 91.0686 | 0.5627 | 279.7024 | 0.10816 | 928173 | 0.32006 | 0.51125
2522 | 85.5827 | 1.2615 | 295 | 0 | 854354 | 0.33757 | 0.53105
2523 | 84.6129 | 2.8975 | 274.2875 | 0 | 702747 | 0.31387 | 0.5041
2524 | 85.0655 | 4.181 | 248.8218 | 0 | 566931 | 0.28473 | 0.46938
2525 | 85.0135 | 5.4506 | 222.4877 | 0 | 639161 | 0.25459 | 0.43149
2526 | 85.0497 | 6.5868 | 245.0863 | 0.11098 | 992726 | 0.28045 | 0.46413
2527 | 84.8845 | 25.7509 | 229.6891 | 28.5398 | 1005375 | 0.26283 | 0.44206
2528 | 84.9631 | 24.8568 | 224.9835 | 177.5943 | 978580 | 0.25745 | 0.43518
2529 | 83.2913 | 22.7551 | 192.7809 | 453.0611 | 935895 | 0.2206 | 0.38611
2530 | 83.5645 | 20.156 | 211.2592 | 819.2778 | 910990 | 0.24174 | 0.41468
2531 | 83.8867 | 17.0854 | 211.1839 | 1047.5139 | 842989 | 0.24166 | 0.41457
2532 | 83.776 | 15.2227 | 208.309 | 1181.7962 | 866355 | 0.23837 | 0.4102
2533 | 84.2252 | 11.3056 | 170.5372 | 1254.6524 | 893560 | 0.19515 | 0.35014
2534 | 84.5683 | 12.0131 | 163.6924 | 1192.896 | 899657 | 0.18731 | 0.33871
2535 | 85.6052 | 11.275 | 153.9846 | 1038.9559 | 876890 | 0.1762 | 0.32218
2536 | 86.5717 | 11.0899 | 143.1912 | 837.7808 | 894607 | 0.16385 | 0.30337
2537 | 86.6882 | 11.184 | 147.1573 | 541.8672 | 861460 | 0.16839 | 0.31033
2538 | 87.331 | 11.36 | 126.2664 | 244.0243 | 881816 | 0.14449 | 0.27289
2539 | 89.229 | 10.7395 | 110.2876 | 45.0682 | 861408 | 0.1262 | 0.24297
2540 | 90.8841 | 11.2963 | 161.7386 | 0.71603 | 857449 | 0.18508 | 0.33541
2541 | 93.055 | 14.1501 | 161.8408 | 2.1481 | 843807 | 0.18519 | 0.33558
2542 | 93.139 | 1.0822 | 161.8747 | 2.1422 | 864391 | 0.18523 | 0.33564
2543 | 92.7713 | 0.75845 | 130.3305 | 2.5998 | 926447 | 0.14914 | 0.28032
2544 | 91.6112 | 0.66821 | 97.283 | 1.3459 | 952718 | 0.11132 | 0.21775
2545 | 87.2908 | 0.55283 | 108.7961 | 0.03064 | 910068 | 0.1245 | 0.24012
2546 | 84.0427 | 0.8321 | 136.7193 | 0.00216 | 804424 | 0.15645 | 0.29185
2547 | 84.5404 | 1.9539 | 146.984 | 0.00144 | 697489 | 0.16819 | 0.31003
2548 | 85.357 | 3.1918 | 149.0459 | 0 | 572665 | 0.17055 | 0.31363
2549 | 85.6065 | 4.3151 | 145.9826 | 0.00072 | 635770 | 0.16705 | 0.30828
2550 | 86.1996 | 5.4508 | 167.9012 | 0.073733 | 1009016 | 0.19213 | 0.34576
2551 | 89.5087 | 24.4408 | 166.2746 | 3.2422 | 1080148 | 0.19027 | 0.34304
2552 | 94.6742 | 22.5575 | 160.0529 | 25.134 | 1065470 | 0.18315 | 0.33255
2553 | 98.475 | 19.7045 | 194.9473 | 46.284 | 947694 | 0.22308 | 0.38952
2554 | 101.8801 | 16.3724 | 236.2629 | 62.1678 | 888876 | 0.27035 | 0.45157
2555 | 105.2852 | 13.5495 | 236.4309 | 65.6552 | 884184 | 0.27055 | 0.45181
2556 | 106.157 | 11.3478 | 291.4231 | 69.0731 | 866918 | 0.33347 | 0.52647
2557 | 102.443 | 6.7604 | 340.4334 | 75.7725 | 859428 | 0.38956 | 0.58646
2558 | 102.1208 | 7.7769 | 355.964 | 67.5302 | 856323 | 0.40733 | 0.60432
2559 | 106.5611 | 7.1009 | 374.7818 | 73.4975 | 832873 | 0.42886 | 0.62528
2560 | 106.3225 | 6.3606 | 316.5319 | 136.9235 | 826966 | 0.36221 | 0.55792
2561 | 106.5937 | 6.814 | 273.3066 | 211.7359 | 837783 | 0.31274 | 0.5028
2562 | 104.8734 | 7.7492 | 271.0148 | 172.3368 | 814724 | 0.31012 | 0.49974
2563 | 103.5285 | 7.511 | 312.7868 | 40.1569 | 840920 | 0.35792 | 0.55332
2564 | 103.7954 | 8.2618 | 332.0448 | 0.068079 | 860631 | 0.37996 | 0.57659
2565 | 102.7685 | 11.6539 | 321.7392 | 0.11936 | 888904 | 0.36817 | 0.56425
2566 | 99.9538 | 1.0815 | 297.1806 | 0 | 1000947 | 0.34006 | 0.53382
2567 | 99.3871 | 0.75807 | 212.1541 | 0 | 1091916 | 0.24277 | 0.41604
2568 | 99.237 | 0.66155 | 182.2453 | 0 | 1111354 | 0.20854 | 0.3693
2569 | 96.0255 | 0.49413 | 173.1256 | 0 | 971875 | 0.19811 | 0.35442
2570 | 91.5895 | 0.62595 | 166.9 | 0 | 862046 | 0.19098 | 0.34409
2571 | 90.7097 | 1.5818 | 193.8287 | 0 | 667200 | 0.2218 | 0.38777
2572 | 91.2356 | 3.2125 | 136.9428 | 0 | 533204 | 0.1567 | 0.29226
2573 | 91.6081 | 4.4964 | 107.6858 | 0 | 588054 | 0.12322 | 0.23799
2574 | 95.7734 | 5.6189 | 92.4015 | 0.17696 | 993627 | 0.10573 | 0.20808
2575 | 98.9041 | 24.3558 | 99.4346 | 31.5794 | 1162415 | 0.11378 | 0.22198
2576 | 99.4555 | 23.2194 | 87.7344 | 204.0093 | 1199977 | 0.10039 | 0.19872
2577 | 99.1589 | 20.1547 | 110.3544 | 518.4484 | 1115149 | 0.12628 | 0.2431
2578 | 101.4898 | 16.8942 | 210.4524 | 774.4007 | 1008449 | 0.24082 | 0.41346
2579 | 101.1024 | 14.0364 | 268.5571 | 905.9489 | 977865 | 0.30731 | 0.49644
2580 | 101.5502 | 11.7576 | 354.2598 | 931.3792 | 966598 | 0.40538 | 0.60238
2581 | 97.7782 | 7.465 | 399.7542 | 948.1494 | 898831 | 0.45744 | 0.652
2582 | 96.7841 | 8.2933 | 433.2094 | 807.5023 | 919831 | 0.49572 | 0.68598
2583 | 102.5645 | 7.7544 | 470.1437 | 547.0941 | 919175 | 0.53798 | 0.72126
2584 | 104.1194 | 7.3649 | 552.5575 | 362.989 | 886053 | 0.63229 | 0.79258
2585 | 104.2451 | 7.6226 | 547.0205 | 283.9115 | 899963 | 0.62595 | 0.78808
2586 | 104.426 | 8.4988 | 623.1772 | 193.5803 | 923448 | 0.7131 | 0.84671
2587 | 102.2361 | 8.068 | 692.2659 | 52.4802 | 918832 | 0.79216 | 0.8944
2588 | 102.3862 | 8.966 | 705.7294 | 0.73223 | 937613 | 0.80756 | 0.90315
2589 | 102.0641 | 12.5163 | 655.8351 | 2.1465 | 972047 | 0.75047 | 0.86985
2590 | 100.5616 | 1.0818 | 707.7211 | 1.8183 | 1046425 | 0.80984 | 0.90443
2591 | 99.9051 | 0.75836 | 688.2975 | 2.0494 | 1149241 | 0.78762 | 0.89179
2592 | 98.4017 | 0.67009 | 653.3463 | 1.1302 | 1137200 | 0.74762 | 0.86812
2593 | 95.5072 | 0.71424 | 639.8673 | 0.00384 | 1070092 | 0.7322 | 0.85867
2594 | 91.9458 | 2.4495 | 626.9162 | 0 | 850467 | 0.71738 | 0.84941
2595 | 91.3603 | 4.1215 | 618.3923 | 0 | 662331 | 0.70762 | 0.84322
2596 | 91.7957 | 5.5504 | 594.2341 | 0 | 528495 | 0.67998 | 0.82523
2597 | 92.2127 | 6.9102 | 547.6738 | 0 | 615697 | 0.6267 | 0.78862
2598 | 94.1538 | 7.8481 | 529.2794 | 0.33004 | 989866 | 0.60565 | 0.7734
2599 | 97.5221 | 26.6327 | 496.7561 | 50.7058 | 960411 | 0.56844 | 0.74535
2600 | 98.7545 | 25.6473 | 467.7493 | 312.912 | 953633 | 0.53524 | 0.71904
2601 | 97.8705 | 23.3435 | 469.8675 | 690.7654 | 955176 | 0.53767 | 0.72101
2602 | 101.5789 | 20.1579 | 485.2025 | 1005.3396 | 902433 | 0.55522 | 0.73503
2603 | 102.1672 | 17.727 | 471.0765 | 1225.962 | 893952 | 0.53905 | 0.72213
2604 | 100.9733 | 15.4769 | 452.5109 | 1350.2093 | 891615 | 0.51781 | 0.7047
2605 | 95.3906 | 11.3001 | 361.2909 | 1384.9724 | 920963 | 0.41342 | 0.61033
2606 | 95.3036 | 12.383 | 278.0539 | 1334.9856 | 934164 | 0.31818 | 0.50908
2607 | 100.0358 | 11.8501 | 264.7005 | 1221.862 | 887003 | 0.3029 | 0.49124
2608 | 100.6436 | 11.6308 | 195.4856 | 1015.5986 | 884219 | 0.22369 | 0.39037
2609 | 101.7582 | 12.1478 | 196.4738 | 711.5703 | 842093 | 0.22482 | 0.39192
2610 | 102.0689 | 12.9861 | 185.2409 | 338.3109 | 835865 | 0.21197 | 0.37412
2611 | 101.741 | 12.2117 | 151.4556 | 61.9771 | 850656 | 0.17331 | 0.31781
2612 | 103.8884 | 12.6227 | 196.0849 | 0.76803 | 834415 | 0.22438 | 0.39131
2613 | 105.6447 | 15.7976 | 221.323 | 2.1878 | 865158 | 0.25326 | 0.42977
2614 | 102.5945 | 1.0827 | 192.4921 | 2.1422 | 934491 | 0.22027 | 0.38566
2615 | 101.2275 | 0.77102 | 187.2539 | 2.6026 | 995917 | 0.21427 | 0.37734
2616 | 99.2252 | 1.0142 | 167.9669 | 1.3538 | 991172 | 0.1922 | 0.34587
2617 | 97.5956 | 1.9723 | 166.8708 | 0.10688 | 981538 | 0.19095 | 0.34404
2618 | 93.9003 | 3.4668 | 154.9134 | 0 | 842573 | 0.17727 | 0.32378
2619 | 93.0673 | 4.4895 | 138.4063 | 0 | 685599 | 0.15838 | 0.29487
2620 | 93.1627 | 5.4911 | 133.4947 | 0 | 552368 | 0.15276 | 0.28605
2621 | 93.3049 | 6.3996 | 88.1927 | 0 | 617174 | 0.10092 | 0.19964
2622 | 94.5927 | 6.8913 | 82.2643 | 0.050326 | 989614 | 0.094135 | 0.1876
2623 | 96.1141 | 24.7447 | 89.3622 | 14.895 | 990539 | 0.10226 | 0.20199
2624 | 97.5035 | 24.2438 | 102.114 | 97.6262 | 942718 | 0.11685 | 0.22721
2625 | 101.0742 | 21.9576 | 71.7915 | 295.2091 | 895056 | 0.082151 | 0.1659
2626 | 106.6676 | 19.0786 | 120.0634 | 462.3584 | 890548 | 0.13739 | 0.26141
2627 | 107.4138 | 16.0711 | 148.5035 | 470.9627 | 850141 | 0.16993 | 0.31268
2628 | 107.4946 | 13.7318 | 144.8762 | 430.9841 | 878750 | 0.16578 | 0.30633
2629 | 102.7774 | 8.6411 | 157.6907 | 390.0576 | 870666 | 0.18045 | 0.32853
2630 | 101.8627 | 9.101 | 127.6659 | 341.3299 | 887770 | 0.14609 | 0.27546
2631 | 107.5276 | 8.1734 | 130.3165 | 270.7672 | 872431 | 0.14912 | 0.28029
2632 | 107.2642 | 7.3459 | 122.2027 | 201.9795 | 861135 | 0.13984 | 0.26539
2633 | 108.5144 | 7.6532 | 141.1913 | 147.8848 | 846139 | 0.16156 | 0.29983
2634 | 107.8784 | 8.3467 | 169.1364 | 75.8934 | 888687 | 0.19354 | 0.34782
2635 | 105.1403 | 8.0857 | 143.0553 | 20.7845 | 856475 | 0.1637 | 0.30313
2636 | 105.8878 | 8.498 | 123.5285 | 0.69279 | 833510 | 0.14135 | 0.26784
2637 | 106.9155 | 11.421 | 122.4201 | 3.1306 | 883690 | 0.14008 | 0.26579
2638 | 103.2329 | 0.94941 | 159.6045 | 2.0234 | 934478 | 0.18264 | 0.33179
2639 | 102.1793 | 0.83868 | 125.8765 | 1.0708 | 965055 | 0.14404 | 0.27217
2640 | 101.1881 | 0.6453 | 101.4993 | 0.25872 | 966397 | 0.11615 | 0.22602
2641 | 98.2253 | 0.52495 | 70.2705 | 0 | 947743 | 0.08041 | 0.1627
2642 | 92.9589 | 0.49682 | 73.0201 | 0 | 852203 | 0.083557 | 0.16848
2643 | 92.1812 | 0.62381 | 108.6553 | 0 | 705774 | 0.12433 | 0.23985
2644 | 91.429 | 1.4201 | 120.238 | 0 | 562953 | 0.13759 | 0.26174
2645 | 92.0399 | 2.7044 | 123.3879 | 0 | 631726 | 0.14119 | 0.26758
2646 | 93.7331 | 3.2276 | 133.4205 | 0.27951 | 1008463 | 0.15267 | 0.28592
2647 | 97.4926 | 21.1867 | 158.288 | 44.8093 | 1022604 | 0.18113 | 0.32955
2648 | 99.9744 | 20.7328 | 145.5848 | 253.8584 | 946550 | 0.16659 | 0.30758
2649 | 101.4986 | 18.4652 | 83.3445 | 548.6533 | 901532 | 0.095371 | 0.18981
2650 | 105.1381 | 15.8016 | 110.9549 | 859.009 | 890747 | 0.12697 | 0.24424
2651 | 104.7625 | 13.1101 | 93.035 | 1065.2334 | 851106 | 0.10646 | 0.20934
2652 | 104.5523 | 11.3667 | 100.4906 | 1177.8559 | 870876 | 0.11499 | 0.22405
2653 | 99.1278 | 6.9443 | 72.3537 | 1174.5098 | 911986 | 0.082794 | 0.16708
2654 | 98.7626 | 8.5881 | 73.2858 | 1093.8171 | 895533 | 0.083861 | 0.16903
2655 | 104.2108 | 8.7541 | 82.0338 | 922.8789 | 883624 | 0.093871 | 0.18713
2656 | 104.01 | 8.1937 | 101.3559 | 711.895 | 884053 | 0.11598 | 0.22574
2657 | 104.9089 | 8.1722 | 96.8057 | 468.5644 | 874881 | 0.11077 | 0.21681
2658 | 105.1105 | 9.0023 | 84.3859 | 217.3069 | 853030 | 0.096563 | 0.19193
2659 | 103.9919 | 8.1103 | 70.0427 | 52.4738 | 842179 | 0.08015 | 0.16222
2660 | 104.6639 | 8.7579 | 94.1582 | 0.86353 | 820035 | 0.10775 | 0.21157
2661 | 105.9185 | 11.1804 | 151.8126 | 3.1632 | 825219 | 0.17372 | 0.31843
2662 | 103.0246 | 0.91953 | 156.4568 | 3.1307 | 908465 | 0.17903 | 0.32642
2663 | 102.3322 | 0.87376 | 122.7206 | 3.4166 | 954135 | 0.14043 | 0.26635
2664 | 101.0505 | 0.64486 | 118.7997 | 1.9933 | 992625 | 0.13594 | 0.25905
2665 | 98.5694 | 0.48675 | 111.8311 | 0.10304 | 1003024 | 0.12797 | 0.24591
2666 | 94.2572 | 0.42859 | 114.8007 | 0 | 876619 | 0.13137 | 0.25154
2667 | 92.0551 | 0.41846 | 94.1944 | 0 | 711544 | 0.10779 | 0.21164
2668 | 91.7483 | 0.42085 | 116.2317 | 0 | 548353 | 0.133 | 0.25424
2669 | 91.7049 | 0.42199 | 118.0456 | 0 | 614081 | 0.13508 | 0.25764
2670 | 92.9009 | 0.99713 | 109.0745 | 0.3389 | 1026727 | 0.12481 | 0.24065
2671 | 94.9446 | 17.9594 | 71.4267 | 54.8214 | 1012642 | 0.081733 | 0.16513
2672 | 93.7135 | 17.455 | 27.0927 | 284.7046 | 905194 | 0.031002 | 0.066378
2673 | 93.1461 | 15.2964 | 15.0139 | 641.4295 | 919167 | 0.01718 | 0.037393
2674 | 94.3005 | 12.8757 | 49.0529 | 960.0237 | 860612 | 0.056131 | 0.11673
2675 | 94.4904 | 10.6147 | 58.5254 | 1157.9748 | 849709 | 0.06697 | 0.13756
2676 | 95.7129 | 8.5722 | 67.1742 | 1224.7952 | 829074 | 0.076867 | 0.15615
2677 | 93.5655 | 3.5117 | 76.9101 | 1200.6141 | 861059 | 0.088008 | 0.17658
2678 | 93.5699 | 3.4167 | 76.2327 | 1168.4697 | 898378 | 0.087233 | 0.17517
2679 | 94.5994 | 2.3734 | 67.8985 | 1072.8798 | 872343 | 0.077696 | 0.15768
2680 | 94.5446 | 2.0522 | 60.1279 | 900.6324 | 890693 | 0.068804 | 0.14104
2681 | 94.204 | 1.9867 | 60.1513 | 648.7479 | 879957 | 0.068831 | 0.14109
2682 | 93.9516 | 2.6457 | 52.6116 | 327.2008 | 872897 | 0.060203 | 0.12462
2683 | 94.1531 | 2.0963 | 41.0136 | 67.2585 | 867834 | 0.046932 | 0.098635
2684 | 95.9696 | 2.8672 | 61.7584 | 0.94202 | 835044 | 0.07067 | 0.14456
2685 | 98.1844 | 6.3946 | 72.965 | 2.1812 | 836474 | 0.083494 | 0.16836
2686 | 97.8867 | 1.08 | 83.3621 | 2.1512 | 900876 | 0.095391 | 0.18985
2687 | 97.6186 | 0.75705 | 98.37 | 2.1338 | 939151 | 0.11256 | 0.21989
2688 | 96.8731 | 0.66064 | 86.2942 | 1.273 | 977928 | 0.098746 | 0.1958
2689 | 95.2184 | 0.48631 | 84.3779 | 0.01088 | 895755 | 0.096553 | 0.19192
2690 | 89.349 | 0.4282 | 100.2037 | 0 | 851819 | 0.11466 | 0.22349
2691 | 88.2988 | 0.41677 | 109.4193 | 0 | 714181 | 0.12521 | 0.24131
2692 | 87.5943 | 0.41701 | 115.2767 | 0 | 562992 | 0.13191 | 0.25244
2693 | 88.2886 | 0.40909 | 107.6025 | 0 | 631169 | 0.12313 | 0.23783
2694 | 88.6591 | 0.96824 | 108.6255 | 0.44531 | 987236 | 0.1243 | 0.23979
2695 | 89.1663 | 15.0795 | 97.8225 | 58.4239 | 1010623 | 0.11194 | 0.21881
2696 | 88.731 | 14.3721 | 73.7443 | 316.8282 | 960824 | 0.084385 | 0.16999
2697 | 86.742 | 11.8477 | 62.2705 | 693.5697 | 913584 | 0.071256 | 0.14566
2698 | 87.5875 | 9.7771 | 103.3533 | 1009.0699 | 897284 | 0.11827 | 0.22962
2699 | 87.0818 | 7.3642 | 111.4601 | 1209.8917 | 851310 | 0.12754 | 0.24521
2700 | 86.9717 | 5.4208 | 125.3764 | 1321.1042 | 884434 | 0.14347 | 0.27125
2701 | 85.8308 | 1.3989 | 124.4171 | 1353.6659 | 878029 | 0.14237 | 0.26949
2702 | 86.2976 | 1.9838 | 131.2986 | 1313.6672 | 885166 | 0.15024 | 0.28208
2703 | 86.4801 | 2.4029 | 136.8029 | 1193.6471 | 835069 | 0.15654 | 0.292
2704 | 85.9869 | 2.1318 | 181.4624 | 999.8953 | 803554 | 0.20765 | 0.36803
2705 | 86.674 | 2.8459 | 223.0954 | 718.5311 | 802721 | 0.25529 | 0.43239
2706 | 87.0074 | 3.5865 | 235.6148 | 356.0581 | 819945 | 0.26961 | 0.45064
2707 | 88.1652 | 2.6747 | 205.2773 | 70.6984 | 803700 | 0.2349 | 0.40556
2708 | 91.4517 | 3.4098 | 210.5426 | 1.0214 | 782706 | 0.24092 | 0.4136
2709 | 95.2134 | 7.2568 | 219.2988 | 2.371 | 802903 | 0.25094 | 0.42676
2710 | 94.7441 | 1.0803 | 232.742 | 2.1506 | 807457 | 0.26633 | 0.4465
2711 | 94.4915 | 0.75734 | 241.0737 | 2.1298 | 890853 | 0.27586 | 0.45845
2712 | 93.1371 | 0.66095 | 254.3364 | 1.3122 | 905183 | 0.29104 | 0.47705
2713 | 88.8213 | 0.48653 | 261.7139 | 0.10912 | 867464 | 0.29948 | 0.48718
2714 | 86.4195 | 0.42846 | 262.6205 | 0 | 746752 | 0.30052 | 0.48842
2715 | 85.3719 | 0.41737 | 257.8546 | 0 | 639391 | 0.29506 | 0.4819
2716 | 83.8657 | 0.4178 | 245.5615 | 0 | 543155 | 0.281 | 0.4648
2717 | 84.1268 | 0.41539 | 223.7392 | 0 | 608305 | 0.25602 | 0.43334
2718 | 86.9178 | 0.98376 | 183.061 | 0.68945 | 956451 | 0.20948 | 0.37062
2719 | 89.9391 | 18.1133 | 171.1271 | 65.9401 | 979453 | 0.19582 | 0.35112
2720 | 96.292 | 18.3105 | 128.7156 | 360.0438 | 952453 | 0.14729 | 0.27738
2721 | 95.6597 | 16.4238 | 181.1372 | 742.3395 | 907429 | 0.20727 | 0.36751
2722 | 101.1981 | 13.8769 | 237.5536 | 1039.4844 | 847486 | 0.27183 | 0.45343
2723 | 102.1973 | 11.8911 | 225.8277 | 1237.6451 | 811949 | 0.25841 | 0.43642
2724 | 102.0287 | 8.7343 | 237.1829 | 1348.2954 | 832492 | 0.27141 | 0.45289
2725 | 96.7603 | 4.1454 | 247.2785 | 1378.2247 | 796874 | 0.28296 | 0.46722
2726 | 95.9265 | 5.5563 | 271.0833 | 1336.162 | 795066 | 0.3102 | 0.49983
2727 | 101.3619 | 5.1463 | 287.827 | 1216.0353 | 798768 | 0.32936 | 0.52184
2728 | 101.0673 | 4.7722 | 330.4858 | 1006.8457 | 806621 | 0.37817 | 0.57474
2729 | 101.6448 | 5.9947 | 334.9412 | 709.3333 | 810506 | 0.38327 | 0.58001
2730 | 102.4844 | 6.8378 | 343.4445 | 328.3116 | 788314 | 0.393 | 0.58996
2731 | 102.9232 | 5.9305 | 294.1149 | 71.8724 | 811944 | 0.33655 | 0.52992
2732 | 104.115 | 6.2068 | 304.5461 | 1.3525 | 786167 | 0.34849 | 0.5431
2733 | 104.6478 | 9.4605 | 333.71 | 2.1838 | 830887 | 0.38186 | 0.57856
2734 | 102.1992 | 1.0808 | 350.9418 | 3.1131 | 886852 | 0.40158 | 0.5986
2735 | 100.5169 | 0.7576 | 396.306 | 3.1034 | 957906 | 0.45349 | 0.64838
2736 | 98.8429 | 0.66111 | 388.2001 | 1.9294 | 979053 | 0.44422 | 0.63979
2737 | 95.4646 | 0.48663 | 370.2873 | 0.74208 | 901991 | 0.42372 | 0.62034
2738 | 90.9657 | 0.42854 | 362.4565 | 0.00192 | 780090 | 0.41476 | 0.61163
2739 | 90.1718 | 0.41757 | 352.534 | 0 | 647744 | 0.4034 | 0.60042
2740 | 89.7605 | 0.4218 | 352.6621 | 0 | 528641 | 0.40355 | 0.60056
2741 | 90.8172 | 0.43528 | 344.0847 | 0 | 574881 | 0.39374 | 0.5907
2742 | 92.3452 | 1.0427 | 336.7293 | 0.27289 | 892385 | 0.38532 | 0.58212
2743 | 93.8294 | 18.508 | 307.7387 | 52.8483 | 1081132 | 0.35214 | 0.54708
2744 | 96.7981 | 17.8318 | 275.7818 | 235.3838 | 1087795 | 0.31558 | 0.50608
2745 | 99.2845 | 15.3781 | 281.2679 | 479.5959 | 1067593 | 0.32185 | 0.51331
2746 | 103.4203 | 12.4093 | 325.6096 | 731.2132 | 950051 | 0.37259 | 0.56891
2747 | 103.3996 | 9.7749 | 322.3974 | 926.6941 | 895161 | 0.36892 | 0.56504
2748 | 103.268 | 7.3727 | 266.2743 | 1024.248 | 840880 | 0.3047 | 0.49337
2749 | 99.4699 | 2.5194 | 189.0608 | 956.4727 | 869961 | 0.21634 | 0.38022
2750 | 99.035 | 3.4515 | 197.672 | 786.5389 | 832244 | 0.2262 | 0.39379
2751 | 104.0927 | 2.7502 | 216.3243 | 616.7425 | 830655 | 0.24754 | 0.42232
2752 | 104.4946 | 2.345 | 224.2813 | 454.0375 | 857775 | 0.25664 | 0.43414
2753 | 105.8232 | 2.8113 | 242.7253 | 294.3786 | 847533 | 0.27775 | 0.4608
2754 | 104.9518 | 3.8547 | 240.1273 | 139.6653 | 810284 | 0.27478 | 0.4571
2755 | 104.3532 | 3.2258 | 235.8615 | 27.6408 | 822524 | 0.2699 | 0.451
2756 | 103.244 | 4.1293 | 245.8799 | 0.6793 | 847755 | 0.28136 | 0.46525
2757 | 102.8897 | 7.6676 | 253.8363 | 3.1232 | 891741 | 0.29046 | 0.47636
2758 | 100.4851 | 1.0804 | 247.8915 | 3.1303 | 940976 | 0.28366 | 0.46808
2759 | 99.9118 | 0.75734 | 232.1162 | 3.5739 | 1036319 | 0.26561 | 0.44559
2760 | 97.687 | 0.6609 | 223.5842 | 1.9922 | 1063008 | 0.25585 | 0.43311
2761 | 95.2852 | 0.48647 | 237.3949 | 0.01696 | 975067 | 0.27165 | 0.4532
2762 | 89.8557 | 0.42838 | 226.6984 | 0 | 802565 | 0.25941 | 0.43769
2763 | 89.2397 | 0.41714 | 166.5392 | 0 | 613662 | 0.19057 | 0.34349
2764 | 89.2386 | 0.41738 | 84.534 | 0 | 494971 | 0.096732 | 0.19223
2765 | 89.571 | 0.40943 | 52.2901 | 0 | 574330 | 0.059835 | 0.12391
2766 | 90.5466 | 0.9697 | 53.9526 | 0.17315 | 923680 | 0.061738 | 0.12757
2767 | 93.3328 | 17.11 | 54.1083 | 19.8917 | 917646 | 0.061916 | 0.12791
2768 | 96.5246 | 17.57 | 28.7391 | 134.0508 | 859749 | 0.032886 | 0.070256
2769 | 98.7493 | 15.9461 | 19.3557 | 329.1099 | 830285 | 0.022149 | 0.047922
2770 | 102.6245 | 13.2336 | 80.1319 | 533.2868 | 806355 | 0.091695 | 0.18323
2771 | 102.7953 | 12.5323 | 101.6395 | 745.5674 | 851650 | 0.11631 | 0.22629
2772 | 102.0892 | 12.5867 | 111.0826 | 953.1633 | 868331 | 0.12711 | 0.24449
2773 | 97.7617 | 7.3691 | 109.8018 | 1071.2552 | 870220 | 0.12565 | 0.24204
2774 | 97.3416 | 7.7596 | 144.5113 | 1088.8339 | 872599 | 0.16536 | 0.30569
2775 | 101.342 | 6.3742 | 169.1826 | 1048.2203 | 830625 | 0.1936 | 0.34789
2776 | 100.9504 | 7.4226 | 210.7632 | 920.8081 | 851409 | 0.24118 | 0.41393
2777 | 100.9898 | 8.0836 | 245.2772 | 667.4252 | 849063 | 0.28067 | 0.4644
2778 | 101.8593 | 7.549 | 276.8192 | 345.2219 | 880722 | 0.31676 | 0.50745
2779 | 100.708 | 6.2612 | 331.1469 | 80.3169 | 879869 | 0.37893 | 0.57552
2780 | 102.3586 | 6.408 | 364.6077 | 1.237 | 834911 | 0.41722 | 0.61404
2781 | 103.0626 | 9.4042 | 366.7573 | 3.1726 | 830962 | 0.41968 | 0.61643
2782 | 101.03 | 1.0808 | 338.1399 | 3.1349 | 906673 | 0.38693 | 0.58377
2783 | 99.6324 | 0.75757 | 351.6154 | 3.4348 | 960883 | 0.40235 | 0.59937
2784 | 98.8349 | 0.66106 | 343.2224 | 1.7889 | 994161 | 0.39275 | 0.5897
2785 | 96.7274 | 0.48214 | 337.0188 | 0.02432 | 943225 | 0.38565 | 0.58246
2786 | 93.0047 | 0.49543 | 348.8885 | 0 | 839019 | 0.39923 | 0.59624
2787 | 92.1874 | 0.44407 | 361.0694 | 0 | 696536 | 0.41317 | 0.61008
2788 | 92.6561 | 0.40964 | 333.5994 | 0 | 547123 | 0.38174 | 0.57843
2789 | 92.7827 | 0.41546 | 316.8489 | 0 | 627271 | 0.36257 | 0.5583
2790 | 93.4122 | 0.53933 | 309.4364 | 0.72452 | 986220 | 0.35409 | 0.54919
2791 | 95.2625 | 16.0219 | 254.0286 | 59.145 | 988662 | 0.29068 | 0.47663
2792 | 97.5207 | 16.0501 | 225.2005 | 269.4057 | 959391 | 0.2577 | 0.43549
2793 | 98.0734 | 14.2865 | 188.9131 | 594.026 | 921323 | 0.21617 | 0.37999
2794 | 102.1289 | 11.4729 | 245.8893 | 973.2839 | 901212 | 0.28137 | 0.46526
2795 | 101.4198 | 8.8431 | 271.5592 | 1205.6601 | 867506 | 0.31074 | 0.50047
2796 | 102.1908 | 6.8177 | 309.0228 | 1289.5772 | 862609 | 0.35361 | 0.54867
2797 | 97.1416 | 1.8214 | 316.4772 | 1338.1735 | 868194 | 0.36214 | 0.55785
2798 | 96.4621 | 2.6539 | 348.4397 | 1282.2522 | 886357 | 0.39872 | 0.59573
2799 | 100.8372 | 2.3087 | 346.7864 | 1193.874 | 890019 | 0.39683 | 0.59383
2800 | 100.9416 | 1.891 | 362.0139 | 1000.9975 | 897900 | 0.41425 | 0.61114
2801 | 101.6222 | 2.6583 | 390.3227 | 719.1266 | 862714 | 0.44665 | 0.64205
2802 | 101.0913 | 3.4864 | 387.1418 | 370.4363 | 866661 | 0.44301 | 0.63866
2803 | 101.1772 | 2.8292 | 376.6384 | 78.8024 | 870926 | 0.43099 | 0.62731
2804 | 102.18 | 3.4291 | 339.1446 | 1.3841 | 840128 | 0.38808 | 0.58495
2805 | 102.9669 | 6.0433 | 345.2812 | 2.2556 | 861672 | 0.3951 | 0.59209
2806 | 99.7923 | 0.948 | 345.27 | 2.2115 | 925099 | 0.39509 | 0.59207
2807 | 98.3093 | 0.83737 | 340.9022 | 2.5816 | 951175 | 0.39009 | 0.587
2808 | 97.4467 | 0.64428 | 367.5729 | 1.3578 | 992769 | 0.42061 | 0.61733
2809 | 94.5466 | 0.52353 | 352.1063 | 0.10432 | 906673 | 0.40291 | 0.59993
2810 | 90.0417 | 0.47948 | 371.967 | 0 | 839139 | 0.42564 | 0.62219
2811 | 90.897 | 0.45113 | 381.8902 | 0 | 691856 | 0.437 | 0.63301
2812 | 89.4949 | 0.40781 | 399.5744 | 0 | 552694 | 0.45723 | 0.65181
2813 | 89.9486 | 0.40784 | 407.6952 | 0 | 625855 | 0.46652 | 0.66025
2814 | 91.292 | 0.45117 | 406.0068 | 0.90497 | 968125 | 0.46459 | 0.65851
2815 | 93.5485 | 7.7432 | 415.2141 | 73.8853 | 1005359 | 0.47513 | 0.66795
2816 | 94.9616 | 9.6477 | 365.7599 | 355.1145 | 927663 | 0.41854 | 0.61532
2817 | 96.6788 | 9.8987 | 366.4055 | 723.5682 | 909342 | 0.41928 | 0.61604
2818 | 100.83 | 9.1907 | 399.8569 | 1013.2987 | 917305 | 0.45756 | 0.65211
2819 | 100.7662 | 7.536 | 409.0802 | 1205.055 | 861414 | 0.46811 | 0.66168
2820 | 100.4979 | 6.2562 | 430.6426 | 1322.9607 | 874856 | 0.49278 | 0.68344
2821 | 95.2915 | 1.7244 | 465.7209 | 1355.4988 | 875342 | 0.53292 | 0.71715
2822 | 95.4662 | 3.497 | 472.3226 | 1302.3165 | 866580 | 0.54048 | 0.72328
2823 | 99.1727 | 3.9814 | 512.5594 | 1133.6384 | 848454 | 0.58652 | 0.75916
2824 | 99.3822 | 3.7366 | 535.4682 | 901.1191 | 847154 | 0.61273 | 0.77857
2825 | 100.2743 | 3.7321 | 543.5475 | 627.3641 | 862066 | 0.62198 | 0.78524
2826 | 100.6693 | 3.9415 | 509.7708 | 324.2892 | 857562 | 0.58333 | 0.75675
2827 | 100.8767 | 1.7276 | 464.7462 | 75.35 | 875321 | 0.53181 | 0.71625
2828 | 101.6205 | 1.9376 | 466.2731 | 1.3383 | 847350 | 0.53356 | 0.71767
2829 | 102.4561 | 5.6536 | 400.839 | 2.1761 | 890210 | 0.45868 | 0.65313
2830 | 99.9127 | 0.91801 | 321.8603 | 2.1426 | 906986 | 0.3683 | 0.56439
2831 | 97.8521 | 0.87212 | 321.7986 | 2.5911 | 969149 | 0.36823 | 0.56432
2832 | 96.9283 | 0.64368 | 257.729 | 1.3363 | 961784 | 0.29492 | 0.48173
2833 | 93.133 | 0.48583 | 209.9283 | 0.11528 | 945531 | 0.24022 | 0.41266
2834 | 89.7975 | 0.42754 | 220.208 | 0 | 826796 | 0.25198 | 0.42811
2835 | 89.5693 | 0.41498 | 219.805 | 0 | 695145 | 0.25152 | 0.42751
2836 | 89.5438 | 0.41506 | 234.5734 | 0 | 555224 | 0.26842 | 0.44914
2837 | 89.0447 | 0.40783 | 248.3585 | 0 | 639352 | 0.2842 | 0.46873
2838 | 89.8456 | 0.96663 | 266.2248 | 0.91497 | 983103 | 0.30464 | 0.4933
2839 | 91.2499 | 6.1801 | 217.827 | 74.0334 | 1001842 | 0.24926 | 0.42457
2840 | 91.3044 | 7.0324 | 141.2042 | 349.7106 | 941523 | 0.16158 | 0.29985
2841 | 90.9066 | 6.8647 | 83.1895 | 716.9175 | 904139 | 0.095193 | 0.18949
2842 | 91.5919 | 5.3018 | 111.0926 | 1008.4951 | 889188 | 0.12712 | 0.24451
2843 | 91.7693 | 2.4385 | 115.2728 | 1196.1521 | 814309 | 0.13191 | 0.25243
2844 | 92.5946 | 1.032 | 184.4993 | 1302.5715 | 876536 | 0.21112 | 0.37293
2845 | 89.1691 | 1.3688 | 233.797 | 1334.1335 | 884671 | 0.26753 | 0.44802
2846 | 90.2446 | 1.2558 | 267.6702 | 1292.9148 | 908123 | 0.30629 | 0.49525
2847 | 91.3119 | 0.86854 | 315.1768 | 1173.705 | 866672 | 0.36066 | 0.55626
2848 | 90.7778 | 0.80417 | 367.6539 | 968.9834 | 871596 | 0.42071 | 0.61742
2849 | 90.5989 | 0.86868 | 389.1162 | 677.8862 | 870521 | 0.44526 | 0.64076
2850 | 89.329 | 1.2569 | 369.2966 | 333.2072 | 884492 | 0.42259 | 0.61924
2851 | 90.21 | 1.6281 | 375.6473 | 75.9937 | 872798 | 0.42985 | 0.62622
2852 | 91.5175 | 1.6441 | 413.8528 | 1.418 | 860540 | 0.47357 | 0.66657
2853 | 94.1985 | 1.6848 | 402.7213 | 1.7951 | 861730 | 0.46083 | 0.6551
2854 | 93.1903 | 1.079 | 396.9289 | 1.5582 | 925386 | 0.4542 | 0.64904
2855 | 93.7379 | 0.75635 | 400.7362 | 1.5597 | 932941 | 0.45856 | 0.65303
2856 | 92.0739 | 0.65998 | 407.658 | 0.8832 | 976734 | 0.46648 | 0.66021
2857 | 88.7592 | 0.48575 | 411.1328 | 0.10624 | 901621 | 0.47046 | 0.66378
2858 | 87.0014 | 0.42749 | 418.8234 | 0 | 808790 | 0.47926 | 0.67161
2859 | 86.2548 | 0.41487 | 414.1354 | 0 | 695648 | 0.47389 | 0.66685
2860 | 84.9306 | 0.415 | 428.4181 | 0 | 571713 | 0.49024 | 0.68124
2861 | 84.7928 | 0.40783 | 461.5331 | 0 | 634723 | 0.52813 | 0.71324
2862 | 85.6356 | 0.96667 | 450.5649 | 0.89604 | 988211 | 0.51558 | 0.70284
2863 | 85.571 | 5.3996 | 442.7559 | 69.9377 | 1000678 | 0.50664 | 0.69532
2864 | 85.4785 | 5.675 | 382.9769 | 303.4683 | 959190 | 0.43824 | 0.63418
2865 | 83.9427 | 3.9142 | 375.3147 | 630.5081 | 913693 | 0.42947 | 0.62586
2866 | 83.6968 | 1.5142 | 469.0251 | 917.5252 | 898561 | 0.5367 | 0.72023
2867 | 83.2998 | 1.0782 | 533.9259 | 1112.764 | 824408 | 0.61097 | 0.77728
2868 | 84.0506 | 1.0295 | 579.9352 | 1221.3679 | 854285 | 0.66362 | 0.81427
2869 | 82.9055 | 1.3678 | 550.9424 | 1255.1157 | 877520 | 0.63044 | 0.79127
2870 | 84.2839 | 1.2547 | 518.5362 | 1213.8151 | 865341 | 0.59336 | 0.7643
2871 | 85.2156 | 0.86775 | 507.6972 | 1091.7054 | 861072 | 0.58096 | 0.75495
2872 | 86.1294 | 0.80334 | 495.8927 | 894.013 | 864090 | 0.56745 | 0.74459
2873 | 86.2847 | 0.86777 | 463.396 | 615.3233 | 839426 | 0.53026 | 0.71498
2874 | 85.8291 | 1.2548 | 420.1734 | 299.7488 | 879374 | 0.4808 | 0.67298
2875 | 87.5455 | 1.6261 | 395.5051 | 70.4229 | 900364 | 0.45258 | 0.64754
2876 | 88.0301 | 1.6426 | 362.7715 | 1.2452 | 825357 | 0.41512 | 0.61198
2877 | 90.4015 | 1.3526 | 299.1988 | 3.2369 | 845038 | 0.34237 | 0.53638
2878 | 89.2609 | 1.0783 | 251.6657 | 3.0633 | 880660 | 0.28798 | 0.47335
2879 | 90.6392 | 0.75601 | 218.9238 | 2.6367 | 943983 | 0.25051 | 0.4262
2880 | 89.1143 | 0.65977 | 233.04 | 1.6642 | 968022 | 0.26667 | 0.44693
2881 | 86.2257 | 0.48562 | 177.7213 | 0.09664 | 877475 | 0.20337 | 0.36196
2882 | 84.9048 | 0.42737 | 156.7917 | 0 | 785924 | 0.17942 | 0.327
2883 | 84.1893 | 0.41454 | 166.8757 | 0 | 655924 | 0.19096 | 0.34405
2884 | 84.1285 | 0.41476 | 215.7928 | 0 | 563444 | 0.24693 | 0.42152
2885 | 83.6211 | 0.40777 | 231.5896 | 0 | 626770 | 0.26501 | 0.44483
2886 | 84.5703 | 0.96678 | 213.4856 | 0.85391 | 959473 | 0.24429 | 0.41805
2887 | 85.8699 | 4.3413 | 201.4458 | 64.931 | 1007133 | 0.23051 | 0.39965
2888 | 87.3735 | 4.7862 | 166.2232 | 275.6492 | 1040895 | 0.19021 | 0.34296
2889 | 85.6587 | 3.1863 | 128.3469 | 596.206 | 910234 | 0.14687 | 0.2767
2890 | 86.3607 | 1.4655 | 114.5715 | 932.4666 | 887612 | 0.1311 | 0.25111
2891 | 86.9774 | 1.0799 | 99.7726 | 1145.6767 | 896089 | 0.11417 | 0.22264
2892 | 88.9514 | 1.0306 | 87.232 | 1256.0346 | 869217 | 0.099819 | 0.1977
2893 | 88.028 | 1.369 | 60.5626 | 1294.9559 | 866117 | 0.069302 | 0.14198
2894 | 87.1761 | 1.2561 | 57.2509 | 1265.3944 | 872950 | 0.065512 | 0.13479
2895 | 90.2214 | 0.86931 | 43.8274 | 1150.2548 | 863304 | 0.050152 | 0.10501
2896 | 90.6702 | 0.80449 | 44.508 | 947.5855 | 850579 | 0.05093 | 0.10655
2897 | 91.6982 | 1.3063 | 49.0168 | 657.0289 | 841484 | 0.05609 | 0.11665
2898 | 92.6524 | 1.2618 | 51.4361 | 324.2125 | 846230 | 0.058858 | 0.12202
2899 | 91.8345 | 1.6284 | 57.0752 | 74.804 | 828879 | 0.065311 | 0.13441
2900 | 92.2029 | 1.6448 | 93.5119 | 1.6311 | 838000 | 0.10701 | 0.21029
2901 | 94.69 | 2.9906 | 114.1337 | 3.167 | 902559 | 0.1306 | 0.25028
2902 | 92.146 | 1.0795 | 116.4451 | 3.1304 | 930537 | 0.13325 | 0.25464
2903 | 92.7728 | 0.75675 | 96.7249 | 3.0966 | 960807 | 0.11068 | 0.21665
2904 | 91.1974 | 0.66038 | 94.1245 | 1.6935 | 359646 | 0.10771 | 0.2115
2905 | 90.1122 | 0.48602 | 104.6575 | 0.16848 | 932806 | 0.11976 | 0.23215
2906 | 85.4399 | 0.42777 | 92.007 | 0 | 822628 | 0.10528 | 0.20729
2907 | 84.6668 | 0.41547 | 71.9634 | 0 | 666040 | 0.082348 | 0.16626
2908 | 83.7751 | 0.41562 | 68.5296 | 0 | 543540 | 0.078418 | 0.15902
2909 | 85.0105 | 0.40822 | 63.6878 | 0 | 595829 | 0.072878 | 0.1487
2910 | 86.8965 | 0.96721 | 52.9991 | 1.6 | 985761 | 0.060647 | 0.12547
2911 | 88.4837 | 8.1123 | 53.9175 | 74.3075 | 1120467 | 0.061698 | 0.12749
2912 | 90.635 | 8.1639 | 67.6495 | 276.5827 | 1162144 | 0.077411 | 0.15716
2913 | 92.4624 | 6.5539 | 69.5954 | 533.3349 | 1060445 | 0.079638 | 0.16128
2914 | 97.336 | 4.2086 | 118.1148 | 797.2901 | 1011748 | 0.13516 | 0.25777
2915 | 98.3972 | 2.1202 | 123.6522 | 1005.3723 | 942010 | 0.14149 | 0.26807
2916 | 98.7306 | 1.0411 | 105.5451 | 1100.0788 | 905985 | 0.12078 | 0.23387
2917 | 95.3248 | 1.3687 | 64.307 | 1092.4613 | 877154 | 0.073586 | 0.15003
2918 | 95.7961 | 1.2556 | 60.8839 | 1073.2539 | 853370 | 0.069669 | 0.14267
2919 | 98.6701 | 0.8683 | 63.4914 | 965.4909 | 875800 | 0.072653 | 0.14828
2920 | 99.3835 | 0.80385 | 58.2791 | 828.9947 | 859746 | 0.066689 | 0.13703
2921 | 100.5775 | 0.86837 | 71.5604 | 591.2053 | 874895 | 0.081886 | 0.16541
2922 | 100.6949 | 1.2558 | 61.4438 | 308.7244 | 847980 | 0.07031 | 0.14388
2923 | 99.4633 | 1.6275 | 47.6438 | 78.2463 | 862553 | 0.054519 | 0.11358
2924 | 99.4923 | 1.6439 | 44.4739 | 2.0979 | 873066 | 0.050891 | 0.10647
2925 | 100.0693 | 1.3635 | 39.9295 | 3.1324 | 901175 | 0.045691 | 0.096166
2926 | 97.1712 | 1.079 | 63.5495 | 3.1297 | 965402 | 0.07272 | 0.14841
2927 | 95.7202 | 0.75639 | 69.5175 | 3.1009 | 1110088 | 0.079549 | 0.16111
2928 | 93.6835 | 0.66004 | 63.0691 | 1.6658 | 1138780 | 0.07217 | 0.14738
2929 | 92.012 | 0.4858 | 54.1359 | 0.16808 | 1054849 | 0.061948 | 0.12797
2930 | 88.3267 | 0.42755 | 40.8968 | 0 | 836660 | 0.046798 | 0.098369
2931 | 88.3927 | 0.41499 | 51.1059 | 0 | 654825 | 0.05848 | 0.12129
2932 | 89.3345 | 0.41515 | 69.0354 | 0 | 531156 | 0.078997 | 0.16009
2933 | 87.2825 | 0.40795 | 61.3113 | 0 | 608303 | 0.070158 | 0.14359
2934 | 87.442 | 0.96692 | 47.2786 | 1.3337 | 949691 | 0.054101 | 0.11277
2935 | 88.6873 | 5.9924 | 40.4059 | 80.5474 | 929799 | 0.046236 | 0.097252
2936 | 88.8374 | 5.8913 | 23.7672 | 352.2799 | 940148 | 0.027197 | 0.058493
2937 | 88.302 | 3.7914 | 11.1353 | 705.5354 | 918093 | 0.012742 | 0.027882
2938 | 91.2903 | 1.4778 | 50.8055 | 977.3021 | 884933 | 0.058137 | 0.12062
2939 | 92.3654 | 1.0789 | 56.2365 | 1156.6842 | 843918 | 0.064351 | 0.13258
2940 | 93.8498 | 1.0296 | 57.254 | 1263.3032 | 867823 | 0.065516 | 0.1348
2941 | 91.9014 | 1.3679 | 52.1809 | 1293.9145 | 872876 | 0.059711 | 0.12367
2942 | 92.8568 | 1.2549 | 57.8215 | 1256.76 | 859226 | 0.066165 | 0.13603
2943 | 94.4428 | 0.86784 | 54.3518 | 1145.0715 | 871572 | 0.062195 | 0.12845
2944 | 93.9371 | 0.80343 | 55.3622 | 953.6981 | 846115 | 0.063351 | 0.13066
2945 | 94.4964 | 0.86785 | 63.744 | 673.9537 | 860253 | 0.072942 | 0.14883
2946 | 93.5175 | 1.255 | 71.6626 | 338.8825 | 845900 | 0.082003 | 0.16563
2947 | 92.1209 | 1.6264 | 75.306 | 81.2638 | 837037 | 0.086172 | 0.17325
2948 | 92.1666 | 1.6429 | 78.8332 | 2.0545 | 819938 | 0.090209 | 0.18056
2949 | 94.8492 | 1.3528 | 95.2631 | 3.1038 | 833561 | 0.10901 | 0.21376
2950 | 93.3629 | 1.0785 | 90.9277 | 3.199 | 895307 | 0.10405 | 0.20513
2951 | 92.765 | 0.75611 | 87.366 | 3.1642 | 1010828 | 0.099973 | 0.19797
2952 | 90.9829 | 0.65984 | 98.9913 | 1.7807 | 1056900 | 0.11328 | 0.22111
2953 | 87.9001 | 0.4812 | 98.1342 | 0.30992 | 940486 | 0.11229 | 0.21943
2954 | 86.3012 | 0.49448 | 97.5494 | 0 | 825626 | 0.11163 | 0.21828
2955 | 86.1556 | 0.44304 | 93.9686 | 0 | 669580 | 0.10753 | 0.2112
2956 | 85.9216 | 0.40693 | 82.777 | 0 | 540858 | 0.094721 | 0.18865
2957 | 86.4962 | 0.40702 | 76.8269 | 0 | 598445 | 0.087913 | 0.17641
2958 | 87.6231 | 0.52136 | 78.4451 | 2.4458 | 953749 | 0.089765 | 0.17976
2959 | 88.9892 | 1.7376 | 61.2027 | 87.1931 | 964602 | 0.070034 | 0.14336
2960 | 90.3025 | 2.4013 | 38.8146 | 350.0945 | 874779 | 0.044415 | 0.093619
2961 | 91.2685 | 1.8441 | 61.4508 | 672.9308 | 861430 | 0.070318 | 0.1439
2962 | 92.2695 | 1.5975 | 126.5347 | 910.8336 | 845203 | 0.14479 | 0.27338
2963 | 93.0319 | 1.472 | 149.9971 | 1002.6395 | 831693 | 0.17164 | 0.31528
2964 | 94.1411 | 1.5546 | 160.7386 | 1069.2446 | 859043 | 0.18393 | 0.33372
2965 | 91.608 | 1.5676 | 154.6091 | 1075.8717 | 866106 | 0.17692 | 0.32325
2966 | 91.3341 | 1.3186 | 163.2153 | 1011.7646 | 864791 | 0.18677 | 0.3379
2967 | 96.387 | 1.1251 | 151.5083 | 840.6691 | 831497 | 0.17337 | 0.3179
2968 | 97.1573 | 0.95931 | 125.1875 | 547.6403 | 847580 | 0.14325 | 0.27091
2969 | 97.2157 | 1.1251 | 91.8903 | 282.7958 | 838123 | 0.10515 | 0.20706
2970 | 97.7351 | 1.3463 | 67.0727 | 113.7777 | 859682 | 0.076751 | 0.15593
2971 | 96.2507 | 1.7336 | 50.6086 | 28.8686 | 831968 | 0.057911 | 0.12019
2972 | 96.7079 | 1.4435 | 67.8773 | 0.87435 | 798076 | 0.077672 | 0.15764
2973 | 97.1862 | 0.9601 | 64.7212 | 3.1023 | 861057 | 0.07406 | 0.15092
2974 | 94.8014 | 0.94648 | 73.088 | 3.1511 | 882021 | 0.083634 | 0.16862
2975 | 93.54 | 0.83617 | 89.1066 | 3.1131 | 942850 | 0.10196 | 0.20148
2976 | 91.8428 | 0.64349 | 124.7878 | 1.5988 | 1005650 | 0.14279 | 0.27017
2977 | 89.3028 | 0.52292 | 117.3737 | 0.2592 | 962008 | 0.13431 | 0.25638
2978 | 87.4064 | 0.47893 | 134.1743 | 0.06784 | 844033 | 0.15354 | 0.28728
2979 | 87.8509 | 0.4506 | 178.775 | 0 | 690376 | 0.20457 | 0.36367
2980 | 87.6099 | 0.40682 | 157.51 | 0 | 549569 | 0.18024 | 0.32822
2981 | 87.7385 | 0.40689 | 179.5892 | 0 | 616350 | 0.2055 | 0.365
2982 | 87.1065 | 0.45071 | 221.5387 | 0.59996 | 972670 | 0.25351 | 0.43009
2983 | 87.0643 | 0.66152 | 213.6714 | 41.8513 | 956829 | 0.2445 | 0.41833
2984 | 86.1478 | 1.0036 | 177.5718 | 191.4931 | 939885 | 0.2032 | 0.36171
2985 | 84.4755 | 1.3498 | 120.5702 | 414.0477 | 914152 | 0.13797 | 0.26236
2986 | 87.0054 | 1.6658 | 154.2721 | 614.4981 | 877350 | 0.17653 | 0.32267
2987 | 88.7141 | 1.8029 | 164.7507 | 767.0707 | 851213 | 0.18852 | 0.34049
2988 | 88.8277 | 1.8788 | 147.6133 | 799.8496 | 853115 | 0.16891 | 0.31113
2989 | 88.4153 | 1.664 | 117.8938 | 743.1015 | 867760 | 0.13491 | 0.25736
2990 | 89.902 | 1.4809 | 174.0144 | 627.7687 | 863449 | 0.19912 | 0.35589
2991 | 91.9475 | 1.2366 | 211.7021 | 510.7933 | 855880 | 0.24225 | 0.41535
2992 | 92.1548 | 1.1297 | 233.059 | 402.7906 | 875983 | 0.26669 | 0.44696
2993 | 92.0846 | 0.79447 | 256.2349 | 250.2784 | 869450 | 0.29321 | 0.47968
2994 | 92.0207 | 1.1909 | 253.6808 | 118.9282 | 868015 | 0.29029 | 0.47615
2995 | 91.5793 | 1.4505 | 293.3411 | 27.3299 | 871629 | 0.33567 | 0.52893
2996 | 92.5944 | 1.5424 | 306.4395 | 1.0268 | 805490 | 0.35066 | 0.54546
2997 | 94.4996 | 0.96259 | 301.8421 | 3.1238 | 826783 | 0.3454 | 0.53971
2998 | 92.9112 | 0.91701 | 370.9081 | 3.0811 | 813453 | 0.42443 | 0.62102
2999 | 91.0717 | 0.8714 | 439.6976 | 2.5027 | 870003 | 0.50314 | 0.69234
3000 | 89.4113 | 0.64327 | 548.8373 | 1.0079 | 942061 | 0.62803 | 0.78956
3001 | 86.3749 | 0.48549 | 598.5733 | 0.2424 | 871975 | 0.68495 | 0.82851
3002 | 82.2369 | 0.42715 | 689.9942 | 0.14848 | 808217 | 0.78956 | 0.89291
3003 | 83.2462 | 0.41379 | 669.4728 | 0 | 676420 | 0.76608 | 0.87919
3004 | 83.255 | 0.41393 | 595.2375 | 0 | 560409 | 0.68113 | 0.82599
3005 | 82.7084 | 0.40726 | 482.9833 | 0 | 616912 | 0.55268 | 0.73302
3006 | 83.046 | 0.96625 | 411.607 | 1.4251 | 964455 | 0.471 | 0.66427
3007 | 83.0672 | 1.9737 | 353.0125 | 84.0638 | 769600 | 0.40395 | 0.60096
3008 | 83.1063 | 1.6854 | 277.4042 | 324.5191 | 641909 | 0.31743 | 0.50823
3009 | 83.3472 | 1.4382 | 256.0049 | 667.8317 | 654812 | 0.29295 | 0.47936
3010 | 83.8297 | 1.1752 | 340.6274 | 917.8761 | 711682 | 0.38978 | 0.58668
3011 | 84.828 | 1.078 | 388.345 | 1106.2964 | 726825 | 0.44438 | 0.63994
3012 | 85.3306 | 1.0293 | 406.0388 | 1193.2911 | 784334 | 0.46463 | 0.65854
3013 | 84.35 | 1.3676 | 395.5125 | 1237.9378 | 773246 | 0.45258 | 0.64755
3014 | 84.2404 | 1.2546 | 370.6425 | 1211.3465 | 817804 | 0.42413 | 0.62073
3015 | 85.0162 | 0.86771 | 351.6807 | 1117.3536 | 823885 | 0.40243 | 0.59944
3016 | 85.9057 | 0.80331 | 352.8292 | 943.5182 | 843629 | 0.40374 | 0.60075
3017 | 85.3287 | 0.86774 | 360.1357 | 644.1637 | 853520 | 0.4121 | 0.60903
3018 | 87.4495 | 1.2548 | 339.732 | 325.376 | 816119 | 0.38875 | 0.58564
3019 | 87.815 | 1.626 | 339.7276 | 86.4055 | 810225 | 0.38875 | 0.58563
3020 | 89.6631 | 1.6424 | 380.0404 | 2.8934 | 810035 | 0.43488 | 0.63101
3021 | 92.0415 | 1.3525 | 370.7618 | 3.1339 | 836190 | 0.42426 | 0.62086
3022 | 91.669 | 1.0781 | 357.3167 | 3.1448 | 927709 | 0.40888 | 0.60585
3023 | 91.3287 | 0.75589 | 381.356 | 3.1499 | 968764 | 0.43638 | 0.63243
3024 | 89.3528 | 0.65964 | 399.9401 | 2.2654 | 1007211 | 0.45765 | 0.6522
3025 | 86.8976 | 0.48546 | 411.0566 | 0.386 | 985126 | 0.47037 | 0.66371
3026 | 83.8202 | 0.42712 | 383.8166 | 0.19648 | 842449 | 0.4392 | 0.63509
3027 | 83.5798 | 0.41374 | 368.0605 | 0 | 660301 | 0.42117 | 0.61787
3028 | 81.8818 | 0.41389 | 380.5399 | 0 | 527426 | 0.43545 | 0.63155
3029 | 80.6036 | 0.40726 | 379.2194 | 0 | 573387 | 0.43394 | 0.63012
3030 | 83.3508 | 0.96627 | 356.4463 | 2.7466 | 961678 | 0.40788 | 0.60486
3031 | 83.0298 | 1.9734 | 348.3914 | 95.2415 | 765732 | 0.39866 | 0.59567
3032 | 82.3575 | 1.6738 | 322.6014 | 362.3385 | 660365 | 0.36915 | 0.56529
3033 | 81.6067 | 1.4342 | 293.7105 | 697.4443 | 663640 | 0.33609 | 0.5294
3034 | 82.0318 | 1.175 | 363.104 | 973.8428 | 728176 | 0.4155 | 0.61236
3035 | 83.3256 | 1.0777 | 399.9799 | 1172.2415 | 793675 | 0.4577 | 0.65224
3036 | 84.5386 | 1.029 | 443.7975 | 1290.4715 | 779760 | 0.50784 | 0.69632
3037 | 83.692 | 1.3671 | 475.1393 | 1332.1982 | 801514 | 0.5437 | 0.72587
3038 | 83.5286 | 1.2542 | 485.4009 | 1294.7478 | 812180 | 0.55544 | 0.73521
3039 | 83.3509 | 0.86739 | 445.2364 | 1184.9353 | 792191 | 0.50948 | 0.69772
3040 | 83.4503 | 0.80303 | 406.3762 | 992.9622 | 823035 | 0.46502 | 0.65889
3041 | 85.2539 | 0.86743 | 420.9243 | 715.03 | 828159 | 0.48166 | 0.67373
3042 | 85.347 | 1.2543 | 456.9095 | 367.6433 | 807713 | 0.52284 | 0.70888
3043 | 87.7975 | 1.6254 | 477.9076 | 90.5933 | 831424 | 0.54687 | 0.7284
3044 | 90.0304 | 1.6419 | 461.9207 | 2.7329 | 804053 | 0.52857 | 0.7136
3045 | 94.1631 | 1.352 | 478.8293 | 3.1852 | 909840 | 0.54792 | 0.72924
3046 | 92.7358 | 1.0778 | 466.7405 | 3.1474 | 981226 | 0.53409 | 0.7181
3047 | 91.7112 | 0.75566 | 406.9834 | 3.1096 | 982829 | 0.46571 | 0.65951
3048 | 90.4529 | 0.65945 | 370.1245 | 1.7285 | 974154 | 0.42353 | 0.62016
3049 | 84.9713 | 0.4853 | 395.3531 | 0.25288 | 963683 | 0.4524 | 0.64738
3050 | 84.6592 | 0.42688 | 419.4737 | 0.15744 | 835278 | 0.48 | 0.67227
3051 | 83.0533 | 0.41305 | 388.9087 | 0 | 685352 | 0.44503 | 0.64054
3052 | 83.0965 | 0.41317 | 358.6298 | 0 | 543640 | 0.41038 | 0.60733
3053 | 83.3395 | 0.4068 | 353.1441 | 0 | 591448 | 0.4041 | 0.60111
3054 | 83.9102 | 0.96573 | 365.5966 | 3.6252 | 997556 | 0.41835 | 0.61514
3055 | 86.9783 | 1.9673 | 338.1672 | 92.0767 | 1099520 | 0.38696 | 0.58381
3056 | 89.735 | 1.6599 | 319.1717 | 317.4824 | 1066167 | 0.36523 | 0.56113
3057 | 94.7106 | 1.4332 | 294.3853 | 625.8382 | 947594 | 0.33686 | 0.53027
3058 | 97.9354 | 1.1745 | 315.726 | 844.3987 | 878406 | 0.36128 | 0.55693
3059 | 100.0305 | 1.0773 | 294.7391 | 953.9615 | 901272 | 0.33727 | 0.53072
3060 | 101.8572 | 1.0286 | 281.7369 | 945.2395 | 897257 | 0.32239 | 0.51392
3061 | 98.2611 | 1.3665 | 232.4826 | 803.2341 | 815682 | 0.26603 | 0.44612
3062 | 98.3396 | 1.2536 | 197.1183 | 633.3786 | 863534 | 0.22556 | 0.39292
3063 | 102.9847 | 0.86697 | 210.4889 | 478.7205 | 817431 | 0.24086 | 0.41352
3064 | 104.2264 | 0.80263 | 205.1123 | 336.2508 | 829504 | 0.23471 | 0.40531
3065 | 103.9221 | 0.86703 | 216.5137 | 200.5613 | 798194 | 0.24776 | 0.4226
3066 | 103.9313 | 1.2536 | 245.9697 | 97.5695 | 815075 | 0.28146 | 0.46538
3067 | 102.9473 | 1.6244 | 283.9168 | 20.9929 | 800783 | 0.32489 | 0.51677
3068 | 102.475 | 1.6408 | 296.4432 | 0.7344 | 811416 | 0.33922 | 0.53289
3069 | 102.7998 | 1.3512 | 249.9663 | 2.4284 | 830740 | 0.28604 | 0.47098
3070 | 100.4151 | 1.0772 | 214.3896 | 2.1692 | 888111 | 0.24533 | 0.41941
3071 | 97.584 | 0.75527 | 219.8229 | 2.135 | 926565 | 0.25154 | 0.42754
3072 | 95.8694 | 0.65912 | 226.1366 | 0.66472 | 983309 | 0.25877 | 0.43687
3073 | 93.1162 | 0.48506 | 162.9224 | 0.0852 | 961417 | 0.18643 | 0.33741
3074 | 89.8023 | 0.42664 | 136.2207 | 0 | 836692 | 0.15588 | 0.29096
3075 | 89.6274 | 0.41236 | 136.3935 | 0 | 664799 | 0.15607 | 0.29127
3076 | 89.9748 | 0.41253 | 128.6236 | 0 | 538852 | 0.14718 | 0.27721
3077 | 90.2466 | 0.40648 | 149.8305 | 0 | 585650 | 0.17145 | 0.31499
3078 | 90.2698 | 0.96547 | 170.2786 | 0.053621 | 960747 | 0.19485 | 0.34971
3079 | 91.7355 | 1.9665 | 170.2401 | 6.1302 | 1136339 | 0.19481 | 0.34965
3080 | 92.992 | 1.6592 | 217.0163 | 40.0731 | 1224732 | 0.24833 | 0.42335
3081 | 93.6879 | 1.4325 | 266.2722 | 88.6968 | 1082537 | 0.30469 | 0.49337
3082 | 96.704 | 1.1739 | 320.1629 | 167.2561 | 1015444 | 0.36636 | 0.56234
3083 | 98.9215 | 1.0768 | 295.4064 | 303.0162 | 934560 | 0.33803 | 0.53157
3084 | 99.6164 | 1.0281 | 259.9663 | 429.5176 | 873534 | 0.29748 | 0.4848
3085 | 96.6824 | 1.3658 | 254.3781 | 434.0343 | 835615 | 0.29108 | 0.47711
3086 | 96.6559 | 1.253 | 260.4687 | 320.3075 | 844599 | 0.29805 | 0.48549
3087 | 99.8459 | 0.86666 | 214.6569 | 211.0766 | 877698 | 0.24563 | 0.41981
3088 | 100.3168 | 0.80237 | 176.8108 | 145.1575 | 862271 | 0.20232 | 0.36047
3089 | 100.96 | 0.86669 | 118.7123 | 76.3028 | 849610 | 0.13584 | 0.25889
3090 | 100.076 | 1.2531 | 110.0478 | 39.7787 | 859884 | 0.12593 | 0.24251
3091 | 99.0257 | 1.6238 | 71.3628 | 9.816 | 858869 | 0.08166 | 0.165
3092 | 99.7211 | 1.6402 | 75.2368 | 0.69967 | 998433 | 0.086093 | 0.1731
3093 | 100.1537 | 1.3507 | 67.2551 | 2.8201 | 912650 | 0.07696 | 0.15632
3094 | 98.5692 | 1.077 | 70.1371 | 1.4946 | 951101 | 0.080258 | 0.16242
3095 | 98.2414 | 0.75517 | 44.2915 | 1.0027 | 1030768 | 0.050683 | 0.10606
3096 | 96.6125 | 0.65908 | 44.1836 | 0.3024 | 1127319 | 0.050559 | 0.10581
3097 | 92.7919 | 0.48502 | 37.0202 | 0 | 1067138 | 0.042362 | 0.089504
3098 | 91.0448 | 0.42657 | 45.1182 | 0 | 820432 | 0.051629 | 0.10792
3099 | 90.3102 | 0.41209 | 53.8106 | 0 | 637388 | 0.061575 | 0.12726
3100 | 89.7553 | 0.41227 | 68.7639 | 0 | 519310 | 0.078686 | 0.15952
3101 | 90.1477 | 0.40636 | 97.0741 | 0 | 597943 | 0.11108 | 0.21734
3102 | 91.1364 | 0.96547 | 159.8222 | 0.23775 | 953224 | 0.18288 | 0.33216
3103 | 92.3428 | 1.9665 | 252.5143 | 10.038 | 917162 | 0.28895 | 0.47453
3104 | 94.9328 | 1.6592 | 241.6921 | 66.2133 | 947898 | 0.27657 | 0.45933
3105 | 99.2582 | 1.4326 | 269.5005 | 155.6097 | 900822 | 0.30839 | 0.49771
3106 | 104.6445 | 1.174 | 294.9887 | 310.1202 | 878543 | 0.33755 | 0.53103
3107 | 106.71 | 1.077 | 289.9741 | 478.7835 | 840213 | 0.33182 | 0.52461
3108 | 106.3634 | 1.0284 | 299.486 | 576.8837 | 878526 | 0.3427 | 0.53674
3109 | 102.1265 | 1.3663 | 284.4481 | 762.1304 | 890649 | 0.32549 | 0.51746
3110 | 101.6337 | 1.2535 | 235.5521 | 860.9724 | 878796 | 0.26954 | 0.45055
3111 | 105.3726 | 0.86699 | 220.4084 | 871.3856 | 860478 | 0.25221 | 0.42841
3112 | 104.3833 | 0.8027 | 198.9647 | 810.0688 | 881012 | 0.22767 | 0.3958
3113 | 105.0324 | 0.867 | 176.5281 | 584.8169 | 842910 | 0.202 | 0.36001
3114 | 104.8748 | 1.2536 | 165.0052 | 315.0349 | 861012 | 0.18882 | 0.34091
3115 | 103.2659 | 1.6244 | 173.9945 | 92.1439 | 858400 | 0.1991 | 0.35585
3116 | 102.7889 | 1.6409 | 224.6112 | 3.3214 | 838959 | 0.25702 | 0.43463
3117 | 103.5786 | 1.3512 | 285.3963 | 3.1502 | 836464 | 0.32658 | 0.51869
3118 | 100.9259 | 1.0773 | 342.8295 | 2.4163 | 899534 | 0.3923 | 0.58925
3119 | 99.0418 | 0.75538 | 378.3416 | 1.3506 | 942322 | 0.43294 | 0.62916
3120 | 97.3284 | 0.65923 | 376.2196 | 0.39056 | 977678 | 0.43051 | 0.62685
3121 | 92.3959 | 0.48068 | 395.7677 | 0 | 912880 | 0.45288 | 0.64782
3122 | 88.9151 | 0.49395 | 417.4891 | 0 | 830472 | 0.47773 | 0.67026
3123 | 88.2132 | 0.44243 | 422.0034 | 0 | 683997 | 0.4829 | 0.67482
3124 | 89.2693 | 0.40556 | 388.5594 | 0 | 534596 | 0.44463 | 0.64017
3125 | 89.5635 | 0.40565 | 430.9741 | 0 | 603477 | 0.49316 | 0.68377
3126 | 91.1457 | 0.52083 | 402.8937 | 2.3849 | 989006 | 0.46103 | 0.65528
3127 | 93.0215 | 0.80843 | 391.3506 | 63.0281 | 991349 | 0.44782 | 0.64314
3128 | 94.3207 | 1.1262 | 325.4882 | 222.6287 | 898142 | 0.37246 | 0.56876
3129 | 98.2767 | 1.6098 | 314.2209 | 457.4426 | 861417 | 0.35956 | 0.55509
3130 | 103.3177 | 1.5953 | 323.7802 | 721.4007 | 838830 | 0.3705 | 0.56671
3131 | 103.8656 | 1.4703 | 317.1641 | 936.3368 | 817040 | 0.36293 | 0.55869
3132 | 103.8711 | 1.5527 | 312.0142 | 1060.0409 | 830546 | 0.35704 | 0.55237
3133 | 100.0847 | 1.5657 | 255.241 | 1118.4719 | 840075 | 0.29207 | 0.4783
3134 | 100.2212 | 1.3172 | 225.0126 | 1094.1794 | 872286 | 0.25748 | 0.43522
3135 | 105.8292 | 1.124 | 234.9865 | 976.0141 | 855043 | 0.26889 | 0.44974
3136 | 106.5441 | 0.95846 | 224.4521 | 799.7588 | 866665 | 0.25684 | 0.43439
3137 | 107.5573 | 1.1241 | 244.6359 | 535.2608 | 862950 | 0.27994 | 0.4635
3138 | 107.4511 | 1.3451 | 279.2704 | 286.123 | 853800 | 0.31957 | 0.51069
3139 | 105.7738 | 1.7319 | 291.6454 | 81.771 | 861788 | 0.33373 | 0.52676
3140 | 105.8899 | 1.4421 | 303.5254 | 2.6761 | 825572 | 0.34732 | 0.54182
3141 | 106.4848 | 0.95927 | 312.5871 | 3.1896 | 854825 | 0.35769 | 0.55308
3142 | 102.6828 | 0.94567 | 388.2505 | 3.1547 | 895207 | 0.44427 | 0.63984
3143 | 100.2496 | 0.83549 | 359.8185 | 3.5793 | 950446 | 0.41174 | 0.60867
3144 | 98.1591 | 0.64299 | 330.4482 | 1.9334 | 972281 | 0.37813 | 0.57469
3145 | 94.5292 | 0.52252 | 377.713 | 0.00416 | 924082 | 0.43222 | 0.62848
3146 | 91.041 | 0.47851 | 365.518 | 0 | 817332 | 0.41826 | 0.61505
3147 | 90.3165 | 0.45014 | 366.9484 | 0 | 673624 | 0.4199 | 0.61664
3148 | 89.4709 | 0.40584 | 358.204 | 0 | 530505 | 0.40989 | 0.60685
3149 | 90.274 | 0.40594 | 284.5764 | 0 | 607521 | 0.32564 | 0.51763
3150 | 91.4747 | 0.45026 | 236.8595 | 0.34636 | 926638 | 0.27104 | 0.45243
3151 | 93.9768 | 0.65809 | 183.3183 | 19.5896 | 967445 | 0.20977 | 0.37103
3152 | 96.9969 | 0.97771 | 197.5541 | 74.6513 | 920105 | 0.22606 | 0.39361
3153 | 99.9182 | 1.3438 | 226.6716 | 141.0319 | 894984 | 0.25938 | 0.43765
3154 | 106.5655 | 1.6638 | 291.8287 | 211.6388 | 857856 | 0.33394 | 0.52699
3155 | 108.1225 | 1.8006 | 271.3783 | 263.3297 | 823001 | 0.31054 | 0.50023
3156 | 109.5583 | 1.8763 | 292.8026 | 295.73 | 832044 | 0.33505 | 0.52824
3157 | 105.7417 | 1.6618 | 273.905 | 306.8798 | 852771 | 0.31343 | 0.50359
3158 | 105.2542 | 1.4789 | 238.7461 | 314.3604 | 889279 | 0.2732 | 0.45513
3159 | 109.4727 | 1.2349 | 250.6929 | 325.169 | 871098 | 0.28687 | 0.47199
3160 | 109.8195 | 1.1281 | 246.5546 | 278.4337 | 866788 | 0.28213 | 0.4662
3161 | 109.4215 | 0.7934 | 183.8795 | 186.9629 | 851862 | 0.21041 | 0.37193
3162 | 108.4004 | 1.1893 | 136.1368 | 100.2297 | 845994 | 0.15578 | 0.29081
3163 | 106.1835 | 1.4485 | 121.4466 | 36.7833 | 877894 | 0.13897 | 0.26399
3164 | 105.5678 | 1.5403 | 173.2117 | 4.0955 | 813452 | 0.19821 | 0.35456
3165 | 105.6833 | 0.96141 | 201.0345 | 2.6043 | 803700 | 0.23004 | 0.39902
3166 | 103.718 | 0.91588 | 181.5856 | 1.5732 | 446308 | 0.20779 | 0.36823
3167 | 100.989 | 0.87034 | 117.9318 | 0.5868 | 441058 | 0.13495 | 0.25743
3168 | 98.9571 | 0.64254 | 118.6365 | 0.42264 | 437138 | 0.13576 | 0.25875
3169 | 97.1258 | 0.48489 | 135.5082 | 0 | 427039 | 0.15506 | 0.28968
3170 | 93.0633 | 0.42635 | 157.5374 | 0 | 398948 | 0.18027 | 0.32827
3171 | 92.5797 | 0.41141 | 173.8693 | 0 | 350590 | 0.19896 | 0.35565
3172 | 92.032 | 0.41152 | 176.1882 | 0 | 294026 | 0.20161 | 0.35945
3173 | 91.6903 | 0.40588 | 143.8099 | 0 | 315036 | 0.16456 | 0.30446
3174 | 93.2341 | 0.9649 | 115.9478 | 3.0653 | 452450 | 0.13268 | 0.2537
3175 | 93.3606 | 1.965 | 89.8681 | 90.9585 | 501383 | 0.10284 | 0.20301
3176 | 93.5803 | 1.6579 | 44.655 | 312.1938 | 545288 | 0.051099 | 0.10688
3177 | 93.38 | 1.4314 | 21.5968 | 618.8627 | 533523 | 0.024713 | 0.053308
3178 | 96.594 | 1.173 | 63.0026 | 876.5563 | 506947 | 0.072094 | 0.14723
3179 | 97.2625 | 1.0759 | 67.5129 | 1039.7663 | 503736 | 0.077255 | 0.15687
3180 | 98.4338 | 1.0273 | 89.1605 | 1128.8566 | 483669 | 0.10203 | 0.20159
3181 | 95.2116 | 1.3645 | 99.5482 | 1128.6547 | 485603 | 0.11391 | 0.2222
3182 | 94.8508 | 1.2519 | 107.7119 | 1064.8014 | 502308 | 0.12325 | 0.23804
3183 | 97.9794 | 0.86592 | 171.96 | 889.9203 | 848386 | 0.19677 | 0.3525
3184 | 98.3384 | 0.80167 | 219.0838 | 650.6741 | 852794 | 0.2507 | 0.42644
3185 | 98.4185 | 0.86591 | 331.1673 | 412.0632 | 861920 | 0.37895 | 0.57555
3186 | 95.3486 | 1.2518 | 366.3155 | 208.0592 | 862581 | 0.41917 | 0.61594
3187 | 93.786 | 1.6221 | 348.9567 | 68.145 | 848696 | 0.39931 | 0.59632
3188 | 93.5071 | 1.6385 | 347.1327 | 3.0307 | 787505 | 0.39722 | 0.59422
3189 | 96.9941 | 1.3494 | 366.6823 | 2.5893 | 821772 | 0.41959 | 0.61635
3190 | 96.6434 | 1.076 | 419.6289 | 2.5666 | 896205 | 0.48018 | 0.67243
3191 | 95.8658 | 0.75454 | 376.6485 | 3.0404 | 908497 | 0.431 | 0.62732
3192 | 93.3472 | 0.65854 | 387.3304 | 1.4342 | 948154 | 0.44322 | 0.63886
3193 | 91.382 | 0.4846 | 412.7408 | 0.24128 | 884971 | 0.4723 | 0.66543
3194 | 86.8092 | 0.42605 | 405.2566 | 0.12096 | 796706 | 0.46373 | 0.65773
3195 | 86.4095 | 0.41063 | 369.7485 | 0 | 677439 | 0.4231 | 0.61974
3196 | 85.6368 | 0.41083 | 375.0568 | 0 | 542346 | 0.42918 | 0.62558
3197 | 85.1241 | 0.40557 | 389.302 | 0 | 606060 | 0.44548 | 0.64096
3198 | 85.922 | 0.96473 | 379.7929 | 4.5528 | 962359 | 0.4346 | 0.63074
3199 | 84.8231 | 1.9647 | 373.4835 | 106.7277 | 996738 | 0.42738 | 0.62386
3200 | 84.1521 | 1.6577 | 355.8667 | 407.5504 | 957502 | 0.40722 | 0.60421
3201 | 84.4185 | 1.4314 | 350.6634 | 782.4505 | 893813 | 0.40126 | 0.59828
3202 | 84.648 | 1.173 | 383.7532 | 1076.8225 | 868802 | 0.43913 | 0.63502
3203 | 85.522 | 1.0759 | 415.7621 | 1267.2442 | 825553 | 0.47576 | 0.66851
3204 | 84.8868 | 1.0274 | 438.4239 | 1373.2086 | 843269 | 0.50169 | 0.6911
3205 | 83.9593 | 1.3647 | 426.8763 | 1404.0769 | 882680 | 0.48847 | 0.6797
3206 | 83.6212 | 1.2521 | 406.404 | 1354.1616 | 899819 | 0.46505 | 0.65892
3207 | 83.6756 | 0.86609 | 436.4515 | 1235.1663 | 838319 | 0.49943 | 0.68917
3208 | 83.4288 | 0.80186 | 404.5355 | 1028.6422 | 839897 | 0.46291 | 0.65698
3209 | 83.7242 | 0.86615 | 429.5594 | 751.6073 | 838884 | 0.49154 | 0.68237
3210 | 85.5953 | 1.2522 | 443.6928 | 409.5483 | 841397 | 0.50772 | 0.69622
3211 | 87.1602 | 1.6226 | 420.04 | 113.7196 | 825941 | 0.48065 | 0.67284
3212 | 89.1579 | 1.6391 | 458.3544 | 5.3581 | 818055 | 0.52449 | 0.71024
3213 | 93.1599 | 1.3497 | 463.992 | 3.209 | 867767 | 0.53094 | 0.71554
3214 | 92.1063 | 1.0762 | 452.8235 | 3.145 | 848040 | 0.51816 | 0.705
3215 | 91.8724 | 0.7546 | 417.1558 | 3.5705 | 922498 | 0.47735 | 0.66993
3216 | 89.5492 | 0.65855 | 412.7008 | 2.165 | 946678 | 0.47225 | 0.66539
3217 | 84.948 | 0.48454 | 431.0481 | 0.25248 | 870001 | 0.49325 | 0.68384
3218 | 83.6497 | 0.42588 | 434.4032 | 0.15776 | 773120 | 0.49709 | 0.68716
3219 | 83.1028 | 0.41002 | 418.6399 | 0 | 650872 | 0.47905 | 0.67143
3220 | 81.9153 | 0.4101 | 440.5946 | 0 | 565067 | 0.50417 | 0.69322
3221 | 81.9346 | 0.4051 | 431.8107 | 0 | 638852 | 0.49412 | 0.6846
3222 | 84.176 | 0.9642 | 388.4754 | 5.8559 | 974674 | 0.44453 | 0.64008
3223 | 86.6148 | 1.9634 | 357.312 | 110.9505 | 1075970 | 0.40887 | 0.60584
3224 | 89.3169 | 1.6569 | 311.3803 | 368.7441 | 1085970 | 0.35631 | 0.55159
3225 | 94.0622 | 1.4307 | 276.7608 | 681.3325 | 993410 | 0.3167 | 0.50738
3226 | 99.9903 | 1.1724 | 336.7789 | 891.5905 | 891923 | 0.38538 | 0.58218
3227 | 103.027 | 1.0753 | 349.6503 | 1077.2889 | 875127 | 0.4001 | 0.59712
3228 | 103.3782 | 1.0268 | 375.2779 | 1203.4894 | 884287 | 0.42943 | 0.62582
3229 | 99.1934 | 1.3638 | 365.5234 | 1214.2832 | 857656 | 0.41827 | 0.61506
3230 | 98.9666 | 1.2511 | 313.962 | 1116.2253 | 869807 | 0.35927 | 0.55477
3231 | 104.8227 | 0.86543 | 262.2422 | 981.9915 | 861002 | 0.30008 | 0.4879
3232 | 106.0443 | 0.80118 | 226.3062 | 824.9495 | 863774 | 0.25896 | 0.43712
3233 | 107.0985 | 0.86531 | 182.04 | 601.9456 | 867868 | 0.20831 | 0.36897
3234 | 106.6126 | 1.2509 | 105.4261 | 333.1539 | 861000 | 0.12064 | 0.23364
3235 | 105.1454 | 1.6208 | 55.2079 | 108.5892 | 882904 | 0.063174 | 0.13032
3236 | 105.1551 | 1.6372 | 87.442 | 6.3129 | 850153 | 0.10006 | 0.19813
3237 | 105.8454 | 1.3484 | 91.3379 | 3.1744 | 903366 | 0.10452 | 0.20595
3238 | 103.2942 | 1.0752 | 90.5167 | 3.155 | 933382 | 0.10358 | 0.20431
3239 | 102.138 | 0.75408 | 102.4714 | 3.4842 | 986357 | 0.11726 | 0.22791
3240 | 99.1906 | 0.65816 | 91.6436 | 2.043 | 992762 | 0.10487 | 0.20656
3241 | 94.9198 | 0.4843 | 93.1322 | 0.12416 | 925937 | 0.10657 | 0.20953
3242 | 93.4374 | 0.42563 | 110.6999 | 0.00096 | 838004 | 0.12667 | 0.24376
3243 | 91.8164 | 0.40936 | 129.5534 | 0 | 689878 | 0.14825 | 0.2789
3244 | 92.7726 | 0.40956 | 136.795 | 0 | 555921 | 0.15653 | 0.29199
3245 | 93.0165 | 0.40484 | 128.8778 | 0 | 602628 | 0.14747 | 0.27767
3246 | 93.5013 | 0.96409 | 95.3404 | 4.9922 | 987752 | 0.1091 | 0.21392
3247 | 95.2139 | 1.9633 | 67.7788 | 99.1429 | 1150349 | 0.077559 | 0.15743
3248 | 98.4526 | 1.6568 | 34.1654 | 323.5901 | 1185741 | 0.039095 | 0.082917
3249 | 100.1193 | 1.4307 | 8.318 | 608.3011 | 1128594 | 0.0095182 | 0.020908
3250 | 104.1937 | 1.1724 | 44.9222 | 889.4468 | 1023003 | 0.051404 | 0.10748
3251 | 104.995 | 1.0755 | 45.9025 | 1079.8543 | 986067 | 0.052526 | 0.10968
3252 | 105.1131 | 1.0269 | 42.9756 | 1158.3137 | 971503 | 0.049177 | 0.10309
3253 | 102.7058 | 1.3641 | 23.6231 | 1104.7136 | 916320 | 0.027032 | 0.05815
3254 | 101.1341 | 1.2516 | 25.9441 | 1023.4202 | 936181 | 0.029688 | 0.063663
3255 | 106.4553 | 0.86575 | 38.4191 | 882.7212 | 877308 | 0.043963 | 0.092713
3256 | 105.2851 | 0.80153 | 39.3115 | 687.5832 | 868977 | 0.044984 | 0.094755
3257 | 105.9943 | 0.86573 | 58.0725 | 461.7408 | 864427 | 0.066452 | 0.13658
3258 | 106.9485 | 1.2515 | 88.1091 | 251.1603 | 896489 | 0.10082 | 0.19947
3259 | 105.582 | 1.6216 | 98.9021 | 83.3705 | 863156 | 0.11317 | 0.22094
3260 | 105.3896 | 1.638 | 114.2169 | 5.4711 | 983022 | 0.1307 | 0.25044
3261 | 106.286 | 1.349 | 84.1583 | 3.1542 | 997675 | 0.096302 | 0.19147
3262 | 103.9017 | 1.0757 | 77.1463 | 3.1099 | 1074176 | 0.088278 | 0.17707
3263 | 103.1704 | 0.75438 | 38.8455 | 3.127 | 1152591 | 0.044451 | 0.09369
3264 | 99.7918 | 0.65842 | 34.6943 | 1.2767 | 1119530 | 0.039701 | 0.084141
3265 | 98.1181 | 0.48447 | 20.7762 | 0 | 1014164 | 0.023774 | 0.05134
3266 | 95.1495 | 0.42581 | 26.5736 | 0 | 795381 | 0.030408 | 0.065152
3267 | 94.2476 | 0.40978 | 26.4806 | 0 | 634972 | 0.030302 | 0.064932
3268 | 93.8728 | 0.40997 | 31.9663 | 0 | 523537 | 0.036579 | 0.077808
3269 | 93.8605 | 0.40511 | 32.4885 | 0 | 588012 | 0.037177 | 0.079024
3270 | 94.7505 | 0.96442 | 29.834 | 4.3888 | 939960 | 0.034139 | 0.072826
3271 | 96.3581 | 1.9639 | 42.9268 | 102.5209 | 982699 | 0.049121 | 0.10298
3272 | 97.7202 | 1.6573 | 38.2352 | 359.3364 | 969832 | 0.043752 | 0.092292
3273 | 99.8768 | 1.4311 | 54.5533 | 714.6459 | 936915 | 0.062425 | 0.12889
3274 | 104.5013 | 1.1728 | 81.2917 | 1019.5255 | 877652 | 0.093022 | 0.18561
3275 | 105.8317 | 1.0759 | 79.2488 | 1201.9397 | 881350 | 0.090684 | 0.18141
3276 | 106.9033 | 1.0273 | 69.6882 | 1281.0364 | 911648 | 0.079744 | 0.16147
3277 | 102.8309 | 1.3647 | 57.8179 | 1255.9736 | 942382 | 0.066161 | 0.13602
3278 | 102.4164 | 1.252 | 56.8547 | 1201.4178 | 918851 | 0.065059 | 0.13393
3279 | 107.7862 | 0.86609 | 53.7544 | 1080.11 | 926192 | 0.061511 | 0.12713
3280 | 108.0364 | 0.80186 | 45.3854 | 907.7938 | 895179 | 0.051934 | 0.10852
3281 | 108.8257 | 0.86612 | 45.8735 | 687.4155 | 864202 | 0.052493 | 0.10962
3282 | 108.472 | 1.2522 | 47.6543 | 362.293 | 881244 | 0.054531 | 0.11361
3283 | 106.2069 | 1.6225 | 38.7511 | 103.0732 | 869274 | 0.044343 | 0.093474
3284 | 106.3609 | 1.6389 | 52.3977 | 5.2906 | 843738 | 0.059959 | 0.12414
3285 | 106.5651 | 1.3497 | 55.9325 | 3.188 | 882534 | 0.064003 | 0.13191
3286 | 103.1019 | 1.0763 | 73.9893 | 3.1546 | 924726 | 0.084666 | 0.1705
3287 | 100.7638 | 0.75473 | 85.7536 | 3.5932 | 950058 | 0.098128 | 0.19471
3288 | 98.9554 | 0.65871 | 111.7575 | 1.9227 | 971579 | 0.12788 | 0.24577
3289 | 94.5655 | 0.48025 | 129.8969 | 0.2176 | 948642 | 0.14864 | 0.27953
3290 | 95.1799 | 0.49357 | 151.1793 | 0.01856 | 836875 | 0.17299 | 0.31733
3291 | 93.9096 | 0.44199 | 133.8725 | 0 | 699115 | 0.15319 | 0.28674
3292 | 93.3902 | 0.40455 | 139.7863 | 0 | 556823 | 0.15996 | 0.29733
3293 | 92.421 | 0.40468 | 173.0395 | 0 | 624765 | 0.19801 | 0.35428
3294 | 94.0838 | 0.52051 | 213.7547 | 5.4914 | 981844 | 0.2446 | 0.41845
3295 | 95.354 | 0.80795 | 236.4081 | 108.0917 | 1034618 | 0.27052 | 0.45178
3296 | 96.0535 | 1.1253 | 194.6464 | 383.2898 | 937854 | 0.22273 | 0.38905
3297 | 97.4114 | 1.6086 | 151.297 | 714.8017 | 926787 | 0.17313 | 0.31754
3298 | 102.3754 | 1.5942 | 146.0853 | 996.6716 | 900928 | 0.16716 | 0.30846
3299 | 104.3358 | 1.4695 | 123.0375 | 1180.7123 | 861697 | 0.14079 | 0.26694
3300 | 105.3332 | 1.552 | 108.6784 | 1273.8076 | 903693 | 0.12436 | 0.23989
3301 | 101.6976 | 1.5649 | 77.9443 | 1296.048 | 913164 | 0.089191 | 0.17872
3302 | 101.57 | 1.3165 | 85.9688 | 1252.1042 | 957593 | 0.098374 | 0.19515
3303 | 107.0225 | 1.1233 | 104.5806 | 1138.5059 | 918371 | 0.11967 | 0.232
3304 | 105.7937 | 0.9579 | 144.4351 | 948.9577 | 919766 | 0.16528 | 0.30556
3305 | 107.0136 | 1.1233 | 181.1027 | 691.9641 | 879310 | 0.20724 | 0.36745
3306 | 107.9435 | 1.3441 | 216.4313 | 379.0121 | 875522 | 0.24766 | 0.42248
3307 | 105.7383 | 1.7306 | 238.484 | 107.5971 | 893874 | 0.2729 | 0.45476
3308 | 104.7741 | 1.4412 | 287.0142 | 5.9349 | 851876 | 0.32843 | 0.52079
3309 | 105.1029 | 0.95881 | 319.287 | 3.1808 | 905280 | 0.36536 | 0.56127
3310 | 101.7279 | 0.94529 | 325.3476 | 3.1507 | 906534 | 0.37229 | 0.5686
3311 | 100.2426 | 0.83523 | 327.9094 | 3.5859 | 980931 | 0.37523 | 0.57166
3312 | 97.2767 | 0.64285 | 336.4713 | 2.1878 | 1004769 | 0.38502 | 0.58181
3313 | 94.7776 | 0.52241 | 345.1143 | 0.25824 | 916978 | 0.39491 | 0.59189
3314 | 91.8888 | 0.47842 | 371.7464 | 0.15424 | 830877 | 0.42539 | 0.62195
3315 | 91.0787 | 0.45004 | 392.5194 | 0 | 694055 | 0.44916 | 0.64438
3316 | 89.9015 | 0.40554 | 405.1761 | 0 | 555951 | 0.46364 | 0.65765
3317 | 90.304 | 0.40567 | 409.6997 | 0 | 630102 | 0.46882 | 0.66231
3318 | 90.8237 | 0.45022 | 407.034 | 6.0098 | 968321 | 0.46577 | 0.65957
3319 | 92.7221 | 0.65813 | 399.8779 | 113.6413 | 1011766 | 0.45758 | 0.65213
3320 | 95.6964 | 0.97783 | 366.5716 | 414.2311 | 954245 | 0.41947 | 0.61622
3321 | 96.4772 | 1.3439 | 331.2423 | 759.1146 | 917177 | 0.37904 | 0.57564
3322 | 102.361 | 1.6641 | 347.4671 | 1024.3023 | 900515 | 0.39761 | 0.59461
3323 | 103.5461 | 1.8009 | 356.9115 | 1199.7004 | 866098 | 0.40841 | 0.60539
3324 | 105.4147 | 1.8766 | 349.6411 | 1300.4266 | 866895 | 0.40009 | 0.59711
3325 | 101.3965 | 1.6621 | 312.331 | 1330.4994 | 885244 | 0.3574 | 0.55276
3326 | 100.8032 | 1.4792 | 271.6543 | 1295.1713 | 891507 | 0.31085 | 0.50059
3327 | 107.482 | 1.2352 | 269.747 | 1189.7818 | 871499 | 0.30867 | 0.49804
3328 | 107.0322 | 1.1285 | 287.2284 | 1005.576 | 861010 | 0.32867 | 0.52107
3329 | 107.2808 | 0.79364 | 312.9723 | 737.9549 | 894870 | 0.35813 | 0.55355
3330 | 107.2631 | 1.1897 | 319.2407 | 387.2519 | 860963 | 0.36531 | 0.56122
3331 | 104.6379 | 1.449 | 330.2454 | 110.0044 | 861015 | 0.3779 | 0.57445
3332 | 103.312 | 1.5409 | 329.6368 | 7.046 | 827289 | 0.3772 | 0.57373
3333 | 104.1753 | 0.96185 | 345.4961 | 3.2503 | 864823 | 0.39535 | 0.59234
3334 | 101.6818 | 0.91634 | 335.9707 | 3.2294 | 926168 | 0.38445 | 0.58123
3335 | 99.2444 | 0.87085 | 336.7951 | 3.6685 | 954572 | 0.38539 | 0.5822
3336 | 96.8741 | 0.64293 | 349.607 | 2.2706 | 998009 | 0.40005 | 0.59707
3337 | 93.9218 | 0.48521 | 342.1997 | 0.26128 | 937447 | 0.39158 | 0.58851
3338 | 91.2707 | 0.42672 | 340.7071 | 0.1536 | 842366 | 0.38987 | 0.58678
3339 | 90.2458 | 0.41235 | 317.1054 | 0 | 691127 | 0.36286 | 0.55862
3340 | 89.5923 | 0.41255 | 294.9197 | 0 | 552101 | 0.33748 | 0.53095
3341 | 89.6597 | 0.40658 | 278.6655 | 0 | 618748 | 0.31888 | 0.50989
3342 | 89.958 | 0.96586 | 235.2145 | 9.8938 | 987541 | 0.26916 | 0.45007
3343 | 89.8428 | 1.9673 | 160.1908 | 131.9097 | 1024084 | 0.18331 | 0.33279
3344 | 89.477 | 1.6599 | 110.5516 | 359.6548 | 960244 | 0.1265 | 0.24347
3345 | 89.5224 | 1.4332 | 48.0483 | 629.751 | 900704 | 0.054981 | 0.11449
3346 | 92.6879 | 1.1744 | 66.8274 | 865.3159 | 890825 | 0.07647 | 0.15541
3347 | 95.1888 | 1.0772 | 51.4087 | 1051.8573 | 896940 | 0.058827 | 0.12196
3348 | 96.1315 | 1.0286 | 44.2612 | 1132.6581 | 894364 | 0.050648 | 0.10599
3349 | 93.1778 | 1.3665 | 21.0762 | 1169.8775 | 893866 | 0.024117 | 0.05206
3350 | 93.1529 | 1.2537 | 15.6851 | 1110.8482 | 913290 | 0.017948 | 0.039029
3351 | 96.9941 | 0.86711 | 18.7584 | 984.4349 | 914958 | 0.021465 | 0.046481
3352 | 96.1201 | 0.80277 | 16.569 | 825.7706 | 877680 | 0.01896 | 0.041179
3353 | 95.3472 | 0.86712 | 17.1909 | 567.8601 | 904603 | 0.019672 | 0.042688
3354 | 93.4402 | 1.2538 | 15.9672 | 297.6939 | 866401 | 0.018271 | 0.039716
3355 | 92.1721 | 1.6248 | 13.347 | 107.769 | 857355 | 0.015273 | 0.033318
3356 | 93.2399 | 1.6413 | 22.341 | 9.1384 | 822915 | 0.025565 | 0.055089
3357 | 95.9562 | 1.3516 | 44.3352 | 3.2513 | 878152 | 0.050733 | 0.10616
3358 | 94.5758 | 1.0776 | 73.9473 | 3.2178 | 908262 | 0.084618 | 0.17041
3359 | 92.6143 | 0.75559 | 99.197 | 3.6559 | 964049 | 0.11351 | 0.22151
3360 | 91.0063 | 0.65942 | 87.5525 | 2.2044 | 972331 | 0.10019 | 0.19835
3361 | 88.3235 | 0.48528 | 79.9404 | 0.2512 | 914976 | 0.091476 | 0.18284
3362 | 84.2901 | 0.42684 | 76.1476 | 0.15296 | 830601 | 0.087136 | 0.175
3363 | 83.8554 | 0.41277 | 81.3436 | 0 | 706957 | 0.093081 | 0.18572
3364 | 83.2217 | 0.41297 | 86.4075 | 0 | 581749 | 0.098876 | 0.19603
3365 | 84.6221 | 0.40678 | 118.1935 | 0 | 624032 | 0.13525 | 0.25792
3366 | 85.3672 | 0.96602 | 142.6151 | 6.6987 | 998467 | 0.16319 | 0.30235
3367 | 86.5051 | 1.9678 | 142.9303 | 115.9635 | 1037304 | 0.16355 | 0.3029
3368 | 87.0102 | 1.6603 | 115.0336 | 346.4385 | 964851 | 0.13163 | 0.25198
3369 | 85.7367 | 1.4337 | 89.3329 | 622.9641 | 921284 | 0.10222 | 0.20193
3370 | 85.9662 | 1.1748 | 117.173 | 846.7021 | 909870 | 0.13408 | 0.256
3371 | 86.7683 | 1.0776 | 104.4623 | 1012.2069 | 894028 | 0.11954 | 0.23177
3372 | 86.5623 | 1.029 | 98.4627 | 1096.2274 | 910989 | 0.11267 | 0.22007
3373 | 85.21 | 1.3671 | 98.4024 | 1130.4989 | 885394 | 0.1126 | 0.21995
3374 | 85.4301 | 1.2542 | 117.6221 | 1105.9193 | 901578 | 0.13459 | 0.25685
3375 | 86.9405 | 0.8675 | 112.5758 | 1037.4043 | 881181 | 0.12882 | 0.24733
3376 | 86.8689 | 0.80318 | 120.7727 | 896.1209 | 892251 | 0.1382 | 0.26273
3377 | 87.2564 | 0.86759 | 123.7668 | 662.2284 | 903968 | 0.14163 | 0.26828
3378 | 89.0597 | 1.2546 | 93.6906 | 391.1307 | 805929 | 0.10721 | 0.21064
3379 | 90.5166 | 1.6258 | 75.1113 | 128.2157 | 809968 | 0.08595 | 0.17284
3380 | 91.9466 | 1.6422 | 83.6315 | 9.9537 | 790454 | 0.095699 | 0.1904
3381 | 93.6642 | 1.3524 | 110.4681 | 3.2538 | 812239 | 0.12641 | 0.24332
3382 | 92.7836 | 1.0782 | 118.1704 | 3.1916 | 833712 | 0.13522 | 0.25787
3383 | 91.9469 | 0.75596 | 105.4207 | 3.6188 | 910275 | 0.12063 | 0.23363
3384 | 90.9552 | 0.65972 | 83.2659 | 2.1622 | 909129 | 0.095281 | 0.18965
3385 | 86.4149 | 0.48552 | 76.1292 | 0.17216 | 818947 | 0.087114 | 0.17496
3386 | 83.9468 | 0.42717 | 87.1173 | 0.13504 | 763339 | 0.099688 | 0.19747
3387 | 83.2173 | 0.41369 | 100.2306 | 0 | 637254 | 0.11469 | 0.22354
3388 | 83.0957 | 0.41391 | 102.13 | 0 | 546225 | 0.11687 | 0.22725
3389 | 83.6913 | 0.40733 | 92.5159 | 0 | 587321 | 0.10587 | 0.2083
3390 | 84.6171 | 0.96655 | 57.4693 | 7.3681 | 929122 | 0.065762 | 0.13527
3391 | 86.3721 | 1.9691 | 46.3773 | 119.9862 | 1018714 | 0.053069 | 0.11075
3392 | 91.0259 | 1.6615 | 22.0379 | 414.9051 | 996119 | 0.025218 | 0.054364
3393 | 94.6634 | 1.4345 | 11.6528 | 740.4214 | 884038 | 0.013334 | 0.029156
3394 | 100.907 | 1.1755 | 49.697 | 1007.489 | 843231 | 0.056868 | 0.11816
3395 | 104.7818 | 1.0783 | 54.2978 | 1177.1587 | 834925 | 0.062133 | 0.12833
3396 | 105.3131 | 1.0296 | 62.6586 | 1249.5009 | 851199 | 0.0717 | 0.1465
3397 | 102.7299 | 1.3678 | 52.5617 | 1246.566 | 833067 | 0.060146 | 0.12451
3398 | 102.6129 | 1.2548 | 54.3984 | 1213.3311 | 826224 | 0.062248 | 0.12855
3399 | 109.5081 | 0.86783 | 56.2874 | 1073.6694 | 829808 | 0.064409 | 0.13269
3400 | 110.0141 | 0.80344 | 47.3443 | 923.9801 | 807946 | 0.054176 | 0.11291
3401 | 110.0501 | 0.86787 | 47.4707 | 695.709 | 836275 | 0.054321 | 0.1132
3402 | 110.436 | 1.255 | 50.5461 | 397.5348 | 825763 | 0.05784 | 0.12005
3403 | 109.4302 | 1.6264 | 58.1908 | 116.1499 | 802061 | 0.066588 | 0.13684
3404 | 108.2893 | 1.6429 | 70.9021 | 6.9781 | 805815 | 0.081133 | 0.16403
3405 | 107.7489 | 1.3529 | 86.9137 | 3.1542 | 833113 | 0.099455 | 0.19706
3406 | 104.2053 | 1.0787 | 78.9861 | 2.7196 | 890579 | 0.090384 | 0.18087
3407 | 102.339 | 0.75625 | 66.1517 | 3.1922 | 972757 | 0.075697 | 0.15397
3408 | 99.559 | 0.66 | 55.2795 | 2.3193 | 948622 | 0.063256 | 0.13048
3409 | 96.9486 | 0.48576 | 61.1795 | 0.25736 | 895297 | 0.070008 | 0.14331
3410 | 93.9168 | 0.42748 | 96.856 | 0.15328 | 781686 | 0.11083 | 0.21691
3411 | 92.3606 | 0.41461 | 135.2009 | 0 | 670246 | 0.15471 | 0.28913
3412 | 91.4682 | 0.41483 | 156.6191 | 0 | 538755 | 0.17922 | 0.3267
3413 | 91.431 | 0.40785 | 162.3131 | 0 | 581118 | 0.18573 | 0.33638
3414 | 92.21 | 0.96707 | 141.3365 | 8.8426 | 948617 | 0.16173 | 0.30008
3415 | 93.8765 | 1.9704 | 109.5323 | 120.3761 | 1126672 | 0.12534 | 0.24153
3416 | 96.0701 | 1.6624 | 103.3395 | 292.4647 | 1150545 | 0.11825 | 0.2296
3417 | 99.9404 | 1.4353 | 88.2459 | 494.7077 | 1089828 | 0.10098 | 0.19975
3418 | 106.1237 | 1.1761 | 129.0953 | 714.4427 | 980920 | 0.14772 | 0.27807
3419 | 107.9273 | 1.0788 | 144.8087 | 861.1687 | 916148 | 0.1657 | 0.30621
3420 | 108.6175 | 1.0301 | 144.9954 | 900.8694 | 943059 | 0.16592 | 0.30654
3421 | 104.8429 | 1.3686 | 125.2594 | 827.2921 | 870759 | 0.14333 | 0.27104
3422 | 104.3543 | 1.2556 | 103.9552 | 710.0156 | 892560 | 0.11896 | 0.23079
3423 | 110.9969 | 0.86836 | 90.3975 | 561.9278 | 898584 | 0.10344 | 0.20407
3424 | 111.2606 | 0.80392 | 83.6006 | 403.1386 | 876528 | 0.095664 | 0.19033
3425 | 111.6597 | 0.86843 | 53.547 | 257.169 | 858429 | 0.061274 | 0.12668
3426 | 110.9019 | 1.2559 | 48.7424 | 145.9454 | 828465 | 0.055776 | 0.11604
3427 | 109.4039 | 1.6277 | 35.6529 | 57.6399 | 860731 | 0.040798 | 0.086355
3428 | 107.5791 | 1.6442 | 47.1751 | 5.8137 | 863685 | 0.053982 | 0.11254
3429 | 107.6016 | 1.3539 | 53.6895 | 2.9207 | 878049 | 0.061437 | 0.12699
3430 | 104.9905 | 1.0794 | 39.6684 | 2.7153 | 947382 | 0.045392 | 0.09557
3431 | 101.6737 | 0.7567 | 21.1583 | 3.1883 | 1018952 | 0.024211 | 0.052257
3432 | 99.426 | 0.66039 | 18.3824 | 1.6679 | 1057227 | 0.021035 | 0.045573
3433 | 96.6431 | 0.48607 | 18.7697 | 0.00768 | 946326 | 0.021478 | 0.046508
3434 | 93.4773 | 0.42785 | 14.0906 | 0 | 780627 | 0.016124 | 0.035138
3435 | 92.847 | 0.41567 | 13.7368 | 0 | 610023 | 0.015719 | 0.034273
3436 | 92.222 | 0.41592 | 17.9891 | 0 | 509105 | 0.020585 | 0.044621
3437 | 92.718 | 0.40847 | 12.6252 | 0 | 581048 | 0.014447 | 0.031547
3438 | 93.3827 | 0.96764 | 19.9346 | 2.4232 | 935326 | 0.022811 | 0.049317
3439 | 95.6467 | 1.9715 | 17.7325 | 51.999 | 926821 | 0.020291 | 0.044
3440 | 97.8547 | 1.6634 | 11.9341 | 176.2587 | 904045 | 0.013656 | 0.029849
3441 | 101.7642 | 1.4361 | 8.4454 | 346.5097 | 854038 | 0.0096641 | 0.021225
3442 | 107.2035 | 1.1767 | 43.6646 | 516.5547 | 840149 | 0.049965 | 0.10464
3443 | 108.4509 | 1.0793 | 45.8058 | 742.3145 | 824528 | 0.052415 | 0.10947
3444 | 108.3708 | 1.0306 | 28.4825 | 905.3174 | 844579 | 0.032592 | 0.069653
3445 | 105.2705 | 1.3693 | 21.095 | 981.7639 | 828339 | 0.024139 | 0.052105
3446 | 104.4436 | 1.2562 | 36.1111 | 995.7817 | 823407 | 0.041322 | 0.087412
3447 | 109.4118 | 0.86865 | 48.5996 | 944.7351 | 836274 | 0.055612 | 0.11572
3448 | 109.9915 | 0.80416 | 53.7138 | 828.6817 | 854810 | 0.061465 | 0.12704
3449 | 110.2731 | 0.86867 | 65.9704 | 624.0235 | 834716 | 0.07549 | 0.15358
3450 | 109.3008 | 1.2563 | 79.1028 | 370.7524 | 820994 | 0.090517 | 0.18111
3451 | 107.6142 | 1.6282 | 84.8377 | 119.0176 | 826463 | 0.09708 | 0.19285
3452 | 107.2286 | 1.6448 | 77.0536 | 8.6758 | 784578 | 0.088172 | 0.17688
3453 | 106.843 | 1.3543 | 56.0161 | 3.3713 | 793650 | 0.064099 | 0.13209
3454 | 103.9499 | 1.0797 | 60.8492 | 3.0539 | 887202 | 0.06963 | 0.1426
3455 | 100.6872 | 0.75687 | 85.2173 | 3.4226 | 913129 | 0.097514 | 0.19362
3456 | 98.0162 | 0.66049 | 96.3574 | 1.8491 | 936382 | 0.11026 | 0.21593
3457 | 94.1406 | 0.48172 | 92.7771 | 0.03936 | 899481 | 0.10616 | 0.20882
3458 | 90.6522 | 0.49499 | 96.1681 | 0 | 798676 | 0.11004 | 0.21555
3459 | 90.9213 | 0.44362 | 120.1034 | 0 | 642733 | 0.13743 | 0.26149
3460 | 90.7349 | 0.40806 | 155.4522 | 0 | 520642 | 0.17788 | 0.3247
3461 | 90.6017 | 0.40817 | 193.7425 | 0 | 583841 | 0.2217 | 0.38763
3462 | 91.2427 | 0.5219 | 239.5766 | 6.865 | 917385 | 0.27415 | 0.45632
3463 | 93.5401 | 0.81007 | 267.8623 | 116.2397 | 952008 | 0.30651 | 0.49551
3464 | 93.7477 | 1.1286 | 257.2219 | 381.9587 | 875229 | 0.29434 | 0.48103
3465 | 97.9963 | 1.6136 | 244.1738 | 731.663 | 806292 | 0.27941 | 0.46284
3466 | 104.065 | 1.5992 | 308.4684 | 1034.568 | 785716 | 0.35298 | 0.54799
3467 | 106.0488 | 1.4739 | 330.3182 | 1193.9407 | 808917 | 0.37798 | 0.57454
3468 | 106.921 | 1.5566 | 338.3261 | 1287.915 | 796770 | 0.38715 | 0.58399
3469 | 102.7162 | 1.5697 | 370.4984 | 1313.9583 | 844992 | 0.42396 | 0.62057
3470 | 101.847 | 1.3204 | 369.7872 | 1244.5809 | 853078 | 0.42315 | 0.61979
3471 | 107.9669 | 1.1266 | 404.7558 | 1181.0567 | 840078 | 0.46316 | 0.65721
3472 | 107.3815 | 0.96055 | 468.5338 | 1037.5582 | 843355 | 0.53614 | 0.71977
3473 | 107.9852 | 1.1266 | 454.4229 | 767.5084 | 836031 | 0.51999 | 0.70652
3474 | 107.7878 | 1.3482 | 483.8506 | 426.8306 | 832498 | 0.55367 | 0.7338
3475 | 105.3192 | 1.7361 | 457.2481 | 125.5659 | 859941 | 0.52323 | 0.7092
3476 | 104.8283 | 1.4456 | 406.2104 | 9.3694 | 775347 | 0.46483 | 0.65872
3477 | 105.3966 | 0.96142 | 412.6715 | 3.6607 | 794123 | 0.47222 | 0.66536
3478 | 102.4554 | 0.94786 | 387.1478 | 2.8786 | 874585 | 0.44301 | 0.63866
3479 | 99.4474 | 0.83741 | 377.6394 | 2.9271 | 881343 | 0.43213 | 0.6284
3480 | 97.4616 | 0.64442 | 368.1362 | 1.4431 | 940492 | 0.42126 | 0.61796
3481 | 93.9213 | 0.52374 | 363.3063 | 0.25576 | 898428 | 0.41573 | 0.61258
3482 | 90.3035 | 0.47978 | 341.6306 | 0.15328 | 795839 | 0.39093 | 0.58785
3483 | 89.9333 | 0.45153 | 365.7432 | 0 | 655842 | 0.41852 | 0.6153
3484 | 88.6616 | 0.40864 | 342.3248 | 0 | 524326 | 0.39172 | 0.58866
3485 | 88.5752 | 0.40879 | 291.2636 | 0 | 576101 | 0.33329 | 0.52627
3486 | 89.6664 | 0.45171 | 295.2375 | 6.4481 | 940050 | 0.33784 | 0.53135
3487 | 92.4858 | 0.65973 | 312.8475 | 122.938 | 970260 | 0.35799 | 0.5534
3488 | 96.007 | 0.98039 | 286.8888 | 463.8915 | 883591 | 0.32829 | 0.52063
3489 | 96.1537 | 1.3477 | 285.2278 | 829.5161 | 834311 | 0.32639 | 0.51847
3490 | 102.1283 | 1.669 | 333.4306 | 1095.1201 | 794900 | 0.38154 | 0.57823
3491 | 102.4059 | 1.8063 | 340.067 | 1272.1195 | 793823 | 0.38914 | 0.58603
3492 | 104.1092 | 1.8823 | 349.6456 | 1337.7229 | 818781 | 0.4001 | 0.59711
3493 | 99.4628 | 1.667 | 279.5683 | 1340.1979 | 828480 | 0.31991 | 0.51108
3494 | 99.5467 | 1.4834 | 310.0504 | 1277.5832 | 831300 | 0.35479 | 0.54995
3495 | 104.3958 | 1.2385 | 341.417 | 1161.7326 | 836105 | 0.39068 | 0.5876
3496 | 104.4704 | 1.1314 | 321.3085 | 976.4503 | 797239 | 0.36767 | 0.56372
3497 | 105.2899 | 0.79548 | 308.9687 | 735.5812 | 796117 | 0.35355 | 0.54861
3498 | 104.3685 | 1.1928 | 287.0507 | 418.538 | 838272 | 0.32847 | 0.52084
3499 | 102.483 | 1.453 | 266.3267 | 126.3867 | 822296 | 0.30476 | 0.49344
3500 | 102.0115 | 1.5453 | 222.005 | 8.8451 | 800663 | 0.25404 | 0.43078
3501 | 103.1528 | 0.96423 | 202.1353 | 3.8839 | 826528 | 0.2313 | 0.40072
3502 | 101.0385 | 0.91859 | 162.0181 | 2.7186 | 864612 | 0.1854 | 0.33588
3503 | 100.425 | 0.87293 | 139.8444 | 2.823 | 896193 | 0.16002 | 0.29743
3504 | 97.8215 | 0.64436 | 124.707 | 1.4005 | 945291 | 0.1427 | 0.27002
3505 | 95.3476 | 0.4864 | 133.367 | 0.06912 | 894907 | 0.15261 | 0.28582
3506 | 90.4014 | 0.42829 | 136.5569 | 0 | 766959 | 0.15626 | 0.29156
3507 | 89.0295 | 0.41704 | 135.5588 | 0 | 648950 | 0.15512 | 0.28977
3508 | 88.6193 | 0.41722 | 112.9467 | 0 | 525104 | 0.12924 | 0.24803
3509 | 87.7646 | 0.40914 | 128.1204 | 0 | 584512 | 0.14661 | 0.27629
3510 | 87.668 | 0.9681 | 144.9554 | 7.8993 | 935304 | 0.16587 | 0.30647
3511 | 88.1848 | 1.9726 | 123.4207 | 126.4339 | 965182 | 0.14123 | 0.26764
3512 | 88.1859 | 1.6641 | 83.5798 | 450.4722 | 877492 | 0.09564 | 0.19029
3513 | 89.8343 | 1.4367 | 55.4153 | 804.7186 | 822965 | 0.063412 | 0.13078
3514 | 93.739 | 1.1771 | 83.6585 | 1074.08 | 809112 | 0.09573 | 0.19045
3515 | 94.3156 | 1.0796 | 83.7512 | 1246.1708 | 814829 | 0.095836 | 0.19064
3516 | 95.5643 | 1.0307 | 55.5221 | 1334.3168 | 852012 | 0.063534 | 0.13101
3517 | 92.5 | 1.3695 | 20.2564 | 1343.2177 | 848023 | 0.023179 | 0.050091
3518 | 92.0801 | 1.2563 | 21.9987 | 1291.0048 | 869377 | 0.025173 | 0.05427
3519 | 95.0584 | 0.86869 | 31.3411 | 1185.0981 | 849855 | 0.035864 | 0.07635
3520 | 93.9433 | 0.80418 | 27.4352 | 1006.5363 | 882335 | 0.031394 | 0.067186
3521 | 93.9456 | 0.86867 | 28.9688 | 745.1447 | 869995 | 0.033149 | 0.070796
3522 | 93.4206 | 1.2563 | 30.0911 | 418.1538 | 852574 | 0.034433 | 0.073428
3523 | 92.5919 | 1.6282 | 31.7002 | 124.8747 | 834932 | 0.036274 | 0.077188
3524 | 93.6822 | 1.6448 | 42.6998 | 9.8112 | 817251 | 0.048861 | 0.10246
3525 | 96.0741 | 1.3545 | 42.0362 | 3.9015 | 862179 | 0.048102 | 0.10096
3526 | 95.7106 | 1.0798 | 44.4576 | 3.0752 | 914321 | 0.050873 | 0.10643
3527 | 94.8776 | 0.75703 | 45.4007 | 3.4864 | 948621 | 0.051952 | 0.10856
3528 | 92.6688 | 0.66068 | 42.111 | 1.6018 | 988178 | 0.048187 | 0.10113
3529 | 88.3722 | 0.48637 | 50.0161 | 0.23648 | 939666 | 0.057233 | 0.11887
3530 | 84.786 | 0.42833 | 75.6838 | 0.0176 | 837216 | 0.086605 | 0.17403
3531 | 82.8449 | 0.41729 | 95.3074 | 0 | 697287 | 0.10906 | 0.21385
3532 | 82.6715 | 0.41757 | 113.8035 | 0 | 558331 | 0.13023 | 0.24965
3533 | 82.4002 | 0.40941 | 147.6549 | 0 | 620239 | 0.16896 | 0.3112
3534 | 81.545 | 0.96846 | 155.4695 | 8.748 | 939506 | 0.1779 | 0.32473
3535 | 83.03 | 1.9737 | 143.1495 | 120.783 | 1028586 | 0.16381 | 0.30329
3536 | 83.916 | 1.6652 | 140.1619 | 361.7725 | 935639 | 0.16039 | 0.298
3537 | 82.175 | 1.4377 | 184.9091 | 655.1141 | 896973 | 0.21159 | 0.37359
3538 | 84.0812 | 1.178 | 255.6323 | 917.6723 | 865844 | 0.29252 | 0.47884
3539 | 82.9453 | 1.0805 | 279.9872 | 1103.6507 | 884050 | 0.32039 | 0.51163
3540 | 83.2016 | 1.0317 | 298.5891 | 1217.5974 | 861201 | 0.34167 | 0.53561
3541 | 82.9393 | 1.3709 | 295.4184 | 1255.1432 | 895392 | 0.33805 | 0.53158
3542 | 83.759 | 1.2577 | 292.7366 | 1232.1498 | 907712 | 0.33498 | 0.52816
3543 | 84.3925 | 0.86959 | 312.368 | 1132.8188 | 856889 | 0.35744 | 0.55281
3544 | 85.0098 | 0.80502 | 329.2175 | 949.3162 | 882403 | 0.37672 | 0.57323
3545 | 85.615 | 0.86962 | 369.1644 | 693.2046 | 836200 | 0.42243 | 0.6191
3546 | 87.2748 | 1.2578 | 384.4051 | 386.3796 | 851868 | 0.43987 | 0.63572
3547 | 89.2604 | 1.6303 | 394.1748 | 123.2715 | 870631 | 0.45105 | 0.64613
3548 | 90.3038 | 1.6469 | 411.2114 | 10.6245 | 849052 | 0.47055 | 0.66386
3549 | 93.7132 | 1.3561 | 425.3352 | 3.8905 | 846141 | 0.48671 | 0.67816
3550 | 92.4296 | 1.081 | 411.6983 | 3.1069 | 886947 | 0.47111 | 0.66436
3551 | 90.6521 | 0.75777 | 404.0686 | 3.281 | 928171 | 0.46237 | 0.6565
3552 | 88.6355 | 0.66128 | 402.8536 | 1.7295 | 951842 | 0.46098 | 0.65523
3553 | 83.5596 | 0.48679 | 384.4965 | 0.25328 | 904452 | 0.43998 | 0.63582
3554 | 81.9712 | 0.42879 | 387.4103 | 0.13184 | 795154 | 0.44331 | 0.63894
3555 | 81.1737 | 0.41849 | 387.5036 | 0 | 646541 | 0.44342 | 0.63904
3556 | 81.0998 | 0.41872 | 365.6863 | 0 | 554163 | 0.41845 | 0.61524
3557 | 81.9495 | 0.41 | 366.7916 | 0 | 624184 | 0.41972 | 0.61647
3558 | 82.6919 | 0.96903 | 323.6833 | 9.2279 | 950005 | 0.37039 | 0.56659
3559 | 86.73 | 1.9749 | 272.1147 | 118.5739 | 1092889 | 0.31138 | 0.50121
3560 | 92.0178 | 1.6662 | 204.945 | 377.5236 | 1051621 | 0.23452 | 0.40505
3561 | 99.1316 | 1.4385 | 111.6716 | 684.3173 | 974393 | 0.12779 | 0.24561
3562 | 104.9076 | 1.1786 | 108.3805 | 945.0353 | 898565 | 0.12402 | 0.23932
3563 | 107.1054 | 1.081 | 85.7656 | 1128.7384 | 895939 | 0.098141 | 0.19473
3564 | 109.1891 | 1.0322 | 88.0492 | 1237.125 | 915818 | 0.10075 | 0.19935
3565 | 106.6314 | 1.3716 | 67.9653 | 1271.711 | 855140 | 0.077773 | 0.15783
3566 | 106.3327 | 1.2583 | 85.251 | 1236.6558 | 842910 | 0.097552 | 0.19369
3567 | 112.779 | 0.87 | 110.8115 | 1130.2839 | 835772 | 0.1268 | 0.24397
3568 | 113.6204 | 0.80539 | 141.2481 | 942.9261 | 839570 | 0.16163 | 0.29993
3569 | 114.455 | 0.87006 | 147.1019 | 680.3659 | 853780 | 0.16833 | 0.31024
3570 | 114.457 | 1.2585 | 160.1854 | 373.234 | 864913 | 0.1833 | 0.33278
3571 | 111.3889 | 1.6312 | 161.3508 | 112.9235 | 843021 | 0.18463 | 0.33475
3572 | 109.4268 | 1.6478 | 209.8459 | 9.7384 | 842365 | 0.24013 | 0.41254
3573 | 108.6838 | 1.3567 | 221.8752 | 3.9529 | 870644 | 0.25389 | 0.43059
3574 | 106.5753 | 1.0814 | 209.8805 | 3.189 | 941393 | 0.24017 | 0.41259
3575 | 103.3195 | 0.75793 | 228.4069 | 3.6033 | 944020 | 0.26137 | 0.44019
3576 | 102.0773 | 0.66138 | 236.8856 | 1.448 | 1002401 | 0.27107 | 0.45247
3577 | 97.2984 | 0.48686 | 228.4421 | 0.2568 | 932523 | 0.26141 | 0.44025
3578 | 91.5712 | 0.42889 | 236.6242 | 0.05248 | 798243 | 0.27077 | 0.45209
3579 | 91.1656 | 0.41882 | 220.0457 | 0 | 690084 | 0.2518 | 0.42787
3580 | 90.9567 | 0.41896 | 232.1696 | 0 | 553642 | 0.26567 | 0.44567
3581 | 91.0641 | 0.41009 | 251.9666 | 0 | 594783 | 0.28832 | 0.47377
3582 | 90.8206 | 0.96892 | 263.6716 | 11.1595 | 954817 | 0.30172 | 0.48985
3583 | 91.378 | 1.9747 | 287.0645 | 129.5383 | 1117567 | 0.32849 | 0.52086
3584 | 95.3848 | 1.6662 | 273.1582 | 344.8363 | 1194734 | 0.31257 | 0.5026
3585 | 97.7911 | 1.4387 | 257.7977 | 632.8352 | 1093868 | 0.295 | 0.48183
3586 | 105.8729 | 1.1787 | 258.8201 | 842.8948 | 986228 | 0.29617 | 0.48323
3587 | 108.4408 | 1.0812 | 223.1325 | 933.7319 | 965382 | 0.25533 | 0.43245
3588 | 110.0905 | 1.0323 | 189.4152 | 1005.7765 | 935199 | 0.21675 | 0.38079
3589 | 107.192 | 1.3717 | 169.7268 | 1070.9744 | 920680 | 0.19422 | 0.3488
3590 | 105.9027 | 1.2583 | 183.5453 | 1024.2246 | 913814 | 0.21003 | 0.3714
3591 | 111.5086 | 0.86996 | 165.8223 | 846.6246 | 887894 | 0.18975 | 0.34229
3592 | 112.2693 | 0.80536 | 167.2342 | 687.3036 | 890514 | 0.19137 | 0.34465
3593 | 112.3443 | 0.87003 | 154.6181 | 503.1384 | 906195 | 0.17693 | 0.32327
3594 | 112.1165 | 1.2585 | 133.1298 | 294.8005 | 888605 | 0.15234 | 0.28539
3595 | 108.9141 | 1.6311 | 104.8979 | 126.3536 | 904133 | 0.12003 | 0.23262
3596 | 108.0144 | 1.6476 | 122.2982 | 14.7133 | 914498 | 0.13995 | 0.26557
3597 | 107.1791 | 1.3564 | 145.9477 | 3.9226 | 911876 | 0.16701 | 0.30822
3598 | 103.3837 | 1.0812 | 159.3115 | 3.1987 | 1001380 | 0.1823 | 0.33129
3599 | 99.9975 | 0.75767 | 154.3409 | 3.4735 | 1054553 | 0.17661 | 0.32279
3600 | 98.982 | 0.66109 | 165.7156 | 1.3386 | 1133713 | 0.18963 | 0.34211
3601 | 95.4577 | 0.48664 | 144.9847 | 0.00224 | 1003251 | 0.16591 | 0.30652
3602 | 92.447 | 0.42864 | 125.887 | 0 | 850690 | 0.14405 | 0.27219
3603 | 92.3463 | 0.41822 | 117.1264 | 0 | 636073 | 0.13403 | 0.25592
3604 | 91.2316 | 0.41832 | 117.9942 | 0 | 520348 | 0.13502 | 0.25754
3605 | 90.4774 | 0.40966 | 116.3101 | 0 | 577052 | 0.13309 | 0.25438
3606 | 90.9656 | 0.96829 | 151.6279 | 4.0016 | 696289 | 0.17351 | 0.31811
3607 | 93.291 | 1.9731 | 150.2751 | 68.5772 | 659204 | 0.17196 | 0.31577
3608 | 95.6362 | 1.6646 | 114.5219 | 201.7749 | 638981 | 0.13105 | 0.25101
3609 | 100.6623 | 1.4371 | 71.9634 | 382.3505 | 586301 | 0.082348 | 0.16626
3610 | 105.5044 | 1.1774 | 83.696 | 539.6361 | 816090 | 0.095773 | 0.19053
3611 | 106.9854 | 1.0798 | 76.3663 | 659.3226 | 768524 | 0.087386 | 0.17545
3612 | 108.1712 | 1.0311 | 72.1096 | 736.2444 | 919590 | 0.082515 | 0.16657
3613 | 106.1157 | 1.3702 | 51.6867 | 761.7895 | 906368 | 0.059145 | 0.12257
3614 | 105.7488 | 1.257 | 84.3971 | 748.7558 | 889306 | 0.096575 | 0.19195
3615 | 112.3849 | 0.86914 | 90.7646 | 693.8602 | 895553 | 0.10386 | 0.20481
3616 | 112.3091 | 0.80463 | 80.2861 | 541.2566 | 913034 | 0.091871 | 0.18355
3617 | 113.3521 | 0.86919 | 89.244 | 333.1077 | 883801 | 0.10212 | 0.20175
3618 | 112.38 | 1.2572 | 84.6619 | 206.8421 | 877837 | 0.096878 | 0.19249
3619 | 109.7273 | 1.6293 | 96.0804 | 62.4088 | 885037 | 0.10994 | 0.21538
3620 | 107.794 | 1.6458 | 107.1555 | 6.8975 | 844005 | 0.12262 | 0.23697
3621 | 106.7634 | 1.355 | 124.0146 | 3.3772 | 858966 | 0.14191 | 0.26874
3622 | 104.2899 | 1.0801 | 144.0159 | 2.8033 | 941758 | 0.1648 | 0.30482
3623 | 100.9984 | 0.7571 | 185.1152 | 3.0503 | 939325 | 0.21183 | 0.37392
3624 | 99.6451 | 0.66067 | 190.4059 | 1.3367 | 976576 | 0.21788 | 0.38236
3625 | 95.0777 | 0.4819 | 204.6813 | 0.24224 | 932061 | 0.23422 | 0.40465
3626 | 92.7156 | 0.49517 | 211.2121 | 0.03296 | 824125 | 0.24169 | 0.41461
3627 | 92.692 | 0.44385 | 188.4039 | 0 | 686686 | 0.21559 | 0.37918
3628 | 92.2025 | 0.40872 | 171.8292 | 0 | 550373 | 0.19662 | 0.35228
3629 | 92.1241 | 0.40881 | 118.1359 | 0 | 605870 | 0.13518 | 0.25781
3630 | 92.3471 | 0.52203 | 105.0221 | 5.1957 | 965072 | 0.12018 | 0.23286
3631 | 94.7984 | 0.81028 | 82.0053 | 74.9876 | 1019831 | 0.093838 | 0.18707
3632 | 96.864 | 1.129 | 58.2529 | 213.6664 | 944209 | 0.066659 | 0.13697
3633 | 101.3622 | 1.6145 | 45.8571 | 398.9109 | 913306 | 0.052474 | 0.10958
3634 | 106.8417 | 1.6002 | 81.9372 | 567.6813 | 886493 | 0.09376 | 0.18693
3635 | 109.0997 | 1.4748 | 75.5005 | 706.3716 | 868380 | 0.086395 | 0.17365
3636 | 110.9888 | 1.5576 | 59.65 | 842.7928 | 893595 | 0.068257 | 0.14
3637 | 108.0298 | 1.5707 | 50.4556 | 932.2784 | 936223 | 0.057736 | 0.11985
3638 | 106.4851 | 1.3213 | 63.2429 | 968.8964 | 903521 | 0.072369 | 0.14775
3639 | 111.8934 | 1.1273 | 88.5559 | 917.3759 | 867866 | 0.10133 | 0.20037
3640 | 112.9832 | 0.96114 | 162.0819 | 783.3001 | 878444 | 0.18547 | 0.33599
3641 | 111.8481 | 1.1273 | 177.3908 | 573.4692 | 861111 | 0.20299 | 0.36142
3642 | 110.9321 | 1.3491 | 184.0579 | 317.7192 | 877935 | 0.21062 | 0.37222
3643 | 108.5032 | 1.7372 | 171.9757 | 110.9201 | 861078 | 0.19679 | 0.35252
3644 | 107.4384 | 1.4463 | 225.2172 | 11.7689 | 851520 | 0.25772 | 0.43552
3645 | 106.5083 | 0.96179 | 281.5096 | 3.5972 | 854394 | 0.32213 | 0.51362
3646 | 102.7819 | 0.94812 | 239.2979 | 2.554 | 916740 | 0.27383 | 0.45592
3647 | 98.9004 | 0.83755 | 227.2369 | 2.8498 | 925439 | 0.26003 | 0.43848
3648 | 95.7676 | 0.64448 | 207.6035 | 1.1987 | 356231 | 0.23756 | 0.40912
3649 | 93.3509 | 0.52374 | 202.9877 | 0.02672 | 903094 | 0.23228 | 0.40204
3650 | 90.143 | 0.47974 | 204.6428 | 0.0568 | 806945 | 0.23417 | 0.40459
3651 | 89.5156 | 0.45148 | 176.077 | 0.00064 | 665136 | 0.20148 | 0.35927
3652 | 89.8423 | 0.40863 | 154.4591 | 0 | 533966 | 0.17675 | 0.323
3653 | 89.742 | 0.4087 | 108.8327 | 0 | 604168 | 0.12454 | 0.24019
3654 | 89.8121 | 0.45154 | 84.96 | 9.2108 | 944130 | 0.097219 | 0.1931
3655 | 92.3996 | 0.65942 | 79.3951 | 125.291 | 1013221 | 0.090852 | 0.18171
3656 | 94.2332 | 0.97987 | 49.1604 | 421.3385 | 931682 | 0.056254 | 0.11697
3657 | 97.045 | 1.347 | 33.6948 | 765.3679 | 900480 | 0.038557 | 0.081826
3658 | 102.0235 | 1.6681 | 84.9192 | 1051.5778 | 879249 | 0.097173 | 0.19302
3659 | 103.5437 | 1.8053 | 93.1228 | 1223.3577 | 863469 | 0.10656 | 0.20951
3660 | 104.869 | 1.8814 | 122.1823 | 1328.8764 | 900791 | 0.13981 | 0.26535
3661 | 100.6441 | 1.6662 | 112.0585 | 1341.3082 | 894108 | 0.12823 | 0.24634
3662 | 100.5248 | 1.4827 | 108.3669 | 1302.8113 | 911166 | 0.124 | 0.2393
3663 | 106.7008 | 1.238 | 132.5334 | 1201.0148 | 909453 | 0.15166 | 0.28432
3664 | 106.4025 | 1.1311 | 162.4122 | 1027.366 | 887526 | 0.18585 | 0.33655
3665 | 106.1971 | 0.79533 | 125.0443 | 761.2515 | 849443 | 0.14309 | 0.27064
3666 | 105.9564 | 1.1925 | 126.3997 | 435.4982 | 882314 | 0.14464 | 0.27313
3667 | 104.0445 | 1.4525 | 115.3192 | 134.5479 | 858996 | 0.13196 | 0.25252
3668 | 102.4368 | 1.5446 | 105.0359 | 11.0129 | 844393 | 0.12019 | 0.23288
3669 | 102.3542 | 0.96377 | 106.6042 | 3.313 | 835271 | 0.12199 | 0.23591
3670 | 100.0901 | 0.91805 | 115.6561 | 3.2739 | 919018 | 0.13235 | 0.25315
3671 | 96.6012 | 0.87234 | 121.6939 | 3.6951 | 961810 | 0.13925 | 0.26444
3672 | 94.7481 | 0.64388 | 91.1276 | 1.8464 | 990078 | 0.10428 | 0.20553
3673 | 92.209 | 0.48603 | 130.5281 | 0.25504 | 903625 | 0.14936 | 0.28068
3674 | 90.0045 | 0.42784 | 206.629 | 0.15168 | 798281 | 0.23645 | 0.40763
3675 | 88.5837 | 0.41595 | 273.3587 | 0 | 662265 | 0.3128 | 0.50287
3676 | 88.3608 | 0.41604 | 339.6782 | 0 | 541710 | 0.38869 | 0.58557
3677 | 88.2444 | 0.40839 | 333.7752 | 0 | 619513 | 0.38194 | 0.57864
3678 | 88.0194 | 0.9671 | 288.3822 | 9.0585 | 965957 | 0.32999 | 0.52256
3679 | 88.6168 | 1.9709 | 214.0415 | 121.755 | 1008196 | 0.24493 | 0.41889
3680 | 88.346 | 1.6635 | 145.7997 | 412.0932 | 967883 | 0.16684 | 0.30796
3681 | 88.1546 | 1.4366 | 117.1419 | 750.8174 | 904746 | 0.13405 | 0.25595
3682 | 88.0038 | 1.1771 | 148.6109 | 1020.6456 | 873304 | 0.17006 | 0.31287
3683 | 90.0826 | 1.0795 | 145.6178 | 1183.0605 | 839494 | 0.16663 | 0.30764
3684 | 91.5947 | 1.0305 | 128.5944 | 1278.3231 | 889953 | 0.14715 | 0.27715
3685 | 90.3502 | 1.369 | 105.8158 | 1285.0455 | 874914 | 0.12108 | 0.23439
3686 | 90.4612 | 1.2561 | 110.7408 | 1228.3925 | 899029 | 0.12672 | 0.24384
3687 | 91.1597 | 0.86877 | 121.4818 | 1133.2545 | 909519 | 0.13901 | 0.26405
3688 | 90.8461 | 0.80436 | 116.4357 | 949.6553 | 890897 | 0.13324 | 0.25462
3689 | 91.6195 | 0.86871 | 123.7125 | 688.2557 | 876768 | 0.14156 | 0.26818
3690 | 90.2468 | 1.2563 | 143.292 | 381.1254 | 878996 | 0.16397 | 0.30354
3691 | 89.2582 | 1.628 | 160.1441 | 144.3555 | 861466 | 0.18325 | 0.33271
3692 | 89.9538 | 1.6443 | 180.306 | 12.4383 | 841955 | 0.20632 | 0.36616
3693 | 91.326 | 1.3536 | 177.0057 | 3.2954 | 865331 | 0.20255 | 0.36079
3694 | 90.9256 | 1.0788 | 178.435 | 3.2074 | 896539 | 0.20418 | 0.36312
3695 | 88.9682 | 0.75616 | 205.7733 | 3.6296 | 926030 | 0.23547 | 0.40632
3696 | 87.1742 | 0.65975 | 213.2512 | 1.8215 | 966183 | 0.24402 | 0.4177
3697 | 86.5362 | 0.48552 | 209.6391 | 0.13952 | 894680 | 0.23989 | 0.41222
3698 | 83.0517 | 0.42727 | 216.3742 | 0.00224 | 804046 | 0.2476 | 0.42239
3699 | 82.2252 | 0.41417 | 199.9516 | 0 | 681359 | 0.2288 | 0.39734
3700 | 81.7037 | 0.41413 | 193.0466 | 0 | 550674 | 0.2209 | 0.38653
3701 | 81.487 | 0.4072 | 148.357 | 0 | 608517 | 0.16976 | 0.31243
3702 | 82.2156 | 0.96568 | 143.0577 | 11.5982 | 957390 | 0.1637 | 0.30313
3703 | 82.543 | 1.9672 | 127.918 | 135.8321 | 1037120 | 0.14638 | 0.27592
3704 | 82.4371 | 1.6601 | 69.6392 | 445.0985 | 946455 | 0.079688 | 0.16137
3705 | 82.2683 | 1.4337 | 48.0226 | 788.9731 | 910498 | 0.054952 | 0.11443
3706 | 82.742 | 1.1751 | 84.8759 | 1051.8638 | 888071 | 0.097123 | 0.19293
3707 | 82.6218 | 1.078 | 103.3538 | 1231.2061 | 859863 | 0.11827 | 0.22962
3708 | 84.7443 | 1.0295 | 104.9091 | 1341.9996 | 890004 | 0.12005 | 0.23264
3709 | 84.3296 | 1.3681 | 83.2543 | 1345.4122 | 876271 | 0.095268 | 0.18963
3710 | 84.6423 | 1.2552 | 75.0613 | 1303.9239 | 879740 | 0.085892 | 0.17274
3711 | 83.3279 | 0.86811 | 76.6048 | 1190.5517 | 882674 | 0.087659 | 0.17595
3712 | 84.7431 | 0.80384 | 74.4974 | 1017.0387 | 879681 | 0.085247 | 0.17156
3713 | 85.7354 | 0.86802 | 60.743 | 764.8225 | 873171 | 0.069508 | 0.14237
3714 | 87.2643 | 1.255 | 45.0566 | 440.2263 | 861688 | 0.051558 | 0.10778
3715 | 88.4966 | 1.6261 | 50.0746 | 140.8814 | 848995 | 0.0573 | 0.119
3716 | 89.9068 | 1.6423 | 80.2843 | 12.1691 | 826962 | 0.091869 | 0.18354
3717 | 91.0721 | 1.3521 | 110.3212 | 3.2706 | 879830 | 0.12624 | 0.24304
3718 | 90.2502 | 1.0779 | 138.466 | 3.2217 | 871572 | 0.15845 | 0.29498
3719 | 89.0256 | 0.75563 | 79.3226 | 3.6706 | 975427 | 0.090769 | 0.18157
3720 | 87.03 | 0.65937 | 65.4073 | 1.8801 | 953192 | 0.074845 | 0.15238
3721 | 83.0448 | 0.48534 | 74.9994 | 0.31984 | 889606 | 0.085822 | 0.17261
3722 | 82.5642 | 0.42708 | 59.9432 | 0.276 | 787479 | 0.068593 | 0.14064
3723 | 82.1245 | 0.41388 | 44.0395 | 0.00864 | 643129 | 0.050394 | 0.10549
3724 | 81.4129 | 0.41407 | 44.986 | 0 | 541820 | 0.051477 | 0.10762
3725 | 83.0947 | 0.40731 | 40.87 | 0 | 604522 | 0.046767 | 0.098308
3726 | 83.4418 | 0.96609 | 28.7513 | 12.5478 | 949876 | 0.0329 | 0.070285
3727 | 87.6937 | 1.9679 | 18.0076 | 130.6772 | 1061621 | 0.020606 | 0.044666
3728 | 89.8575 | 1.6603 | 9.0602 | 386.5423 | 1003843 | 0.010368 | 0.022751
3729 | 94.0695 | 1.4336 | 17.1041 | 690.2341 | 976770 | 0.019572 | 0.042478
3730 | 98.7124 | 1.1747 | 46.554 | 956.8715 | 908032 | 0.053272 | 0.11114
3731 | 100.5046 | 1.0775 | 67.1587 | 1156.2654 | 892994 | 0.07685 | 0.15611
3732 | 102.7631 | 1.0289 | 73.525 | 1241.3118 | 879570 | 0.084134 | 0.16953
3733 | 99.0454 | 1.367 | 73.6203 | 1272.5594 | 840952 | 0.084244 | 0.16973
3734 | 97.5457 | 1.2541 | 81.2691 | 1219.249 | 865542 | 0.092996 | 0.18557
3735 | 103.3003 | 0.86738 | 87.6646 | 1115.5165 | 826371 | 0.10031 | 0.19857
3736 | 103.5687 | 0.80303 | 95.5147 | 951.6219 | 853939 | 0.1093 | 0.21426
3737 | 105.0146 | 0.86742 | 98.5312 | 663.6293 | 871255 | 0.11275 | 0.22021
3738 | 105.5748 | 1.2543 | 97.353 | 349.196 | 842381 | 0.1114 | 0.21789
3739 | 103.4731 | 1.6253 | 100.9446 | 122.7026 | 847006 | 0.11551 | 0.22493
3740 | 102.4152 | 1.6419 | 104.8818 | 11.7352 | 824598 | 0.12002 | 0.23259
3741 | 101.7435 | 1.352 | 107.5385 | 3.3012 | 918279 | 0.12306 | 0.23771
3742 | 99.4047 | 1.0778 | 105.5335 | 3.2464 | 957695 | 0.12076 | 0.23384
3743 | 95.3799 | 0.75565 | 77.6478 | 3.7011 | 999222 | 0.088852 | 0.17811
3744 | 93.5625 | 0.65944 | 77.3252 | 1.8916 | 1022111 | 0.088483 | 0.17744
3745 | 91.2535 | 0.48527 | 94.1058 | 0.2564 | 943783 | 0.10769 | 0.21147
3746 | 88.8431 | 0.42685 | 115.2533 | 0.15104 | 809239 | 0.13188 | 0.25239
3747 | 88.3981 | 0.41297 | 119.0808 | 0 | 657684 | 0.13626 | 0.25958
3748 | 87.41 | 0.41302 | 104.7378 | 0 | 538513 | 0.11985 | 0.23231
3749 | 87.6782 | 0.40667 | 100.1318 | 0 | 588792 | 0.11458 | 0.22335
3750 | 87.8311 | 0.96544 | 102.8716 | 6.961 | 967199 | 0.11772 | 0.22869
3751 | 88.9273 | 1.9666 | 97.7648 | 80.374 | 1122529 | 0.11187 | 0.2187
3752 | 89.0752 | 1.6599 | 95.5291 | 178.8069 | 1206879 | 0.10931 | 0.21429
3753 | 88.6191 | 1.4336 | 105.8537 | 273.5621 | 1074738 | 0.12113 | 0.23446
3754 | 94.3454 | 1.1748 | 167.4407 | 381.4358 | 1027936 | 0.1916 | 0.34499
3755 | 97.4966 | 1.0777 | 201.3569 | 395.3317 | 949217 | 0.23041 | 0.39952
3756 | 98.9673 | 1.0291 | 245.6181 | 375.9853 | 933759 | 0.28106 | 0.46488
3757 | 95.8848 | 1.3672 | 244.2096 | 345.4624 | 894802 | 0.27945 | 0.4629
3758 | 95.7564 | 1.254 | 250.911 | 271.5309 | 917103 | 0.28712 | 0.4723
3759 | 99.0314 | 0.86709 | 264.0068 | 203.6317 | 896520 | 0.3021 | 0.4903
3760 | 98.8656 | 0.80262 | 323.9804 | 127.7904 | 888230 | 0.37073 | 0.56695
3761 | 98.8304 | 0.86687 | 395.7616 | 79.1347 | 913937 | 0.45287 | 0.64781
3762 | 96.8336 | 1.2532 | 420.4344 | 40.4251 | 919842 | 0.4811 | 0.67324
3763 | 95.9016 | 1.6238 | 402.9626 | 10.4083 | 899186 | 0.46111 | 0.65535
3764 | 95.8522 | 1.6402 | 457.7823 | 1.1047 | 944469 | 0.52384 | 0.7097
3765 | 96.7656 | 1.3506 | 483.3115 | 2.9339 | 937407 | 0.55305 | 0.73332
3766 | 95.4204 | 1.0768 | 480.4568 | 0.62664 | 976912 | 0.54979 | 0.73073
3767 | 93.5368 | 0.75498 | 440.463 | 0.73224 | 1061747 | 0.50402 | 0.69309
3768 | 91.8469 | 0.65886 | 435.9154 | 0.4692 | 1050384 | 0.49882 | 0.68864
3769 | 88.7364 | 0.48489 | 419.7038 | 0 | 906266 | 0.48027 | 0.6725
3770 | 86.2483 | 0.42646 | 339.9426 | 0 | 792582 | 0.389 | 0.58588
3771 | 84.7724 | 0.41197 | 281.9869 | 0 | 647462 | 0.32268 | 0.51425
3772 | 85.3919 | 0.41214 | 290.2776 | 0 | 514509 | 0.33216 | 0.525
3773 | 85.7275 | 0.40623 | 272.2895 | 0 | 578749 | 0.31158 | 0.50144
3774 | 85.6022 | 0.96511 | 324.9459 | 0.50876 | 892291 | 0.37183 | 0.56811
3775 | 89.0065 | 1.9658 | 329.6338 | 18.4227 | 710792 | 0.3772 | 0.57372
3776 | 91.8597 | 1.659 | 305.4987 | 66.1897 | 540862 | 0.34958 | 0.54429
3777 | 97.422 | 1.4327 | 321.7606 | 125.9854 | 510305 | 0.36819 | 0.56427
3778 | 103.2658 | 1.1747 | 359.2027 | 201.1535 | 560371 | 0.41103 | 0.60798
3779 | 106.7791 | 1.0777 | 344.9598 | 265.2608 | 718836 | 0.39474 | 0.59172
3780 | 107.6381 | 1.0293 | 328.4324 | 313.3864 | 824257 | 0.37582 | 0.57229
3781 | 104.7244 | 1.3677 | 311.6971 | 357.6831 | 831307 | 0.35667 | 0.55198
3782 | 103.1069 | 1.2547 | 422.3913 | 334.7415 | 840533 | 0.48334 | 0.67521
3783 | 108.3221 | 0.86757 | 453.059 | 305.1994 | 866937 | 0.51843 | 0.70522
3784 | 108.1679 | 0.80309 | 486.9122 | 277.2674 | 864466 | 0.55717 | 0.73657
3785 | 108.4173 | 0.8674 | 422.295 | 209.7098 | 859513 | 0.48323 | 0.67511
3786 | 106.5646 | 1.2542 | 406.9069 | 138.367 | 815364 | 0.46562 | 0.65944
3787 | 104.5126 | 1.625 | 372.8212 | 62.3462 | 784350 | 0.42662 | 0.62313
3788 | 104.4847 | 1.6413 | 342.622 | 7.4149 | 865056 | 0.39206 | 0.589
3789 | 103.158 | 1.3514 | 379.8607 | 2.8151 | 861700 | 0.43467 | 0.63081
3790 | 100.5563 | 1.0774 | 418.4667 | 1.1656 | 943909 | 0.47885 | 0.67125
3791 | 97.7657 | 0.75533 | 411.2145 | 0.51928 | 950043 | 0.47055 | 0.66387
3792 | 94.7657 | 0.65915 | 369.4382 | 0 | 929644 | 0.42275 | 0.6194
3793 | 92.9173 | 0.48058 | 368.4141 | 0 | 937511 | 0.42158 | 0.61827
3794 | 90.3073 | 0.49381 | 422.6899 | 0 | 815727 | 0.48368 | 0.67551
3795 | 90.1287 | 0.44226 | 434.5345 | 0 | 613363 | 0.49724 | 0.68728
3796 | 89.2285 | 0.40529 | 418.6727 | 0.01632 | 510910 | 0.47909 | 0.67146
3797 | 88.9855 | 0.40533 | 424.2691 | 0 | 576731 | 0.48549 | 0.67709
3798 | 89.4495 | 0.52058 | 437.6709 | 6.6587 | 890124 | 0.50083 | 0.69036
3799 | 91.8721 | 0.80804 | 416.2027 | 95.0146 | 955486 | 0.47626 | 0.66896
3800 | 96.7126 | 1.1255 | 389.5694 | 280.597 | 927631 | 0.44578 | 0.64125
3801 | 98.9728 | 1.6089 | 369.9408 | 532.9355 | 888967 | 0.42332 | 0.61996
3802 | 103.6093 | 1.5945 | 326.0136 | 800.0598 | 874792 | 0.37306 | 0.56939
3803 | 104.3357 | 1.4696 | 272.4831 | 1065.7858 | 843912 | 0.3118 | 0.5017
3804 | 104.5581 | 1.5521 | 229.2248 | 1257.3721 | 881005 | 0.2623 | 0.44139
3805 | 99.9582 | 1.5653 | 198.5724 | 1333.3839 | 885599 | 0.22723 | 0.39519
3806 | 100.1818 | 1.317 | 253.994 | 1296.3498 | 880917 | 0.29064 | 0.47658
3807 | 106.9847 | 1.1236 | 307.292 | 1181.7144 | 860847 | 0.35163 | 0.54653
3808 | 106.5598 | 0.95801 | 318.0634 | 998.2247 | 861937 | 0.36396 | 0.55978
3809 | 107.3356 | 1.1233 | 311.9516 | 737.1177 | 846101 | 0.35697 | 0.5523
3810 | 106.5148 | 1.3439 | 293.1711 | 418.218 | 864308 | 0.33547 | 0.52871
3811 | 105.1746 | 1.7301 | 302.7171 | 126.5726 | 829294 | 0.3464 | 0.54081
3812 | 104.1251 | 1.4407 | 332.15 | 13.679 | 832752 | 0.38008 | 0.57671
3813 | 103.878 | 0.95841 | 313.0267 | 4.3 | 855507 | 0.3582 | 0.55362
3814 | 101.0036 | 0.94477 | 320.5822 | 3.3401 | 886519 | 0.36684 | 0.56284
3815 | 98.0242 | 0.83468 | 323.8352 | 3.695 | 938045 | 0.37056 | 0.56678
3816 | 93.9869 | 0.64239 | 328.0204 | 1.9102 | 970244 | 0.37535 | 0.5718
3817 | 92.1978 | 0.52203 | 325.0671 | 0.25672 | 903599 | 0.37197 | 0.56826
3818 | 90.0321 | 0.47802 | 336.9309 | 0.24208 | 801279 | 0.38555 | 0.58235
3819 | 89.4334 | 0.44963 | 345.2381 | 0 | 650810 | 0.39506 | 0.59204
3820 | 88.4958 | 0.40492 | 357.0601 | 0 | 518570 | 0.40858 | 0.60556
3821 | 88.0145 | 0.40497 | 378.9948 | 0 | 592049 | 0.43368 | 0.62987
3822 | 88.6212 | 0.4497 | 388.2324 | 8.2085 | 906600 | 0.44425 | 0.63982
3823 | 90.0392 | 0.65746 | 373.6259 | 109.1659 | 1004297 | 0.42754 | 0.62401
3824 | 94.4779 | 0.97686 | 344.9737 | 303.7314 | 924669 | 0.39475 | 0.59173
3825 | 96.947 | 1.3426 | 341.9731 | 547.6938 | 861075 | 0.39132 | 0.58825
3826 | 102.2183 | 1.6624 | 329.6308 | 819.6036 | 861460 | 0.3772 | 0.57372
3827 | 103.645 | 1.7994 | 330.476 | 1057.747 | 856492 | 0.37816 | 0.57472
3828 | 105.1599 | 1.8752 | 337.8296 | 1224.4165 | 870510 | 0.38658 | 0.58341
3829 | 100.9928 | 1.6609 | 344.2804 | 1306.6889 | 867614 | 0.39396 | 0.59093
3830 | 100.4891 | 1.4782 | 409.3555 | 1292.9112 | 895662 | 0.46842 | 0.66196
3831 | 106.4997 | 1.2344 | 413.0908 | 1181.142 | 871633 | 0.4727 | 0.66579
3832 | 107.1326 | 1.1277 | 421.021 | 953.4841 | 823326 | 0.48177 | 0.67383
3833 | 107.0548 | 0.79313 | 413.9355 | 689.8465 | 815840 | 0.47367 | 0.66665
3834 | 106.5388 | 1.1889 | 382.5913 | 416.8713 | 826538 | 0.4378 | 0.63377
3835 | 103.6219 | 1.4478 | 368.4297 | 143.8494 | 844199 | 0.42159 | 0.61828
3836 | 102.0924 | 1.5393 | 374.2485 | 16.0831 | 831948 | 0.42825 | 0.62469
3837 | 102.822 | 0.96091 | 367.8336 | 3.9307 | 833748 | 0.42091 | 0.61762
3838 | 100.8125 | 0.91543 | 390.6677 | 3.296 | 886651 | 0.44704 | 0.64242
3839 | 97.5245 | 0.86995 | 374.753 | 3.6977 | 914518 | 0.42883 | 0.62525
3840 | 94.1412 | 0.6423 | 352.4259 | 1.8851 | 952011 | 0.40328 | 0.60029
3841 | 91.8894 | 0.48471 | 351.9291 | 0.40616 | 902260 | 0.40271 | 0.59973
3842 | 88.4225 | 0.42615 | 324.5497 | 0.11072 | 782777 | 0.37138 | 0.56764
3843 | 86.9619 | 0.41089 | 275.127 | 0 | 664743 | 0.31483 | 0.50521
3844 | 86.3039 | 0.41106 | 230.2383 | 0 | 528546 | 0.26346 | 0.44286
3845 | 86.3574 | 0.40568 | 207.8284 | 0 | 592747 | 0.23782 | 0.40947
3846 | 85.5749 | 0.9648 | 174.1555 | 4.3951 | 931472 | 0.19929 | 0.35612
3847 | 88.1945 | 1.9647 | 141.4592 | 65.1716 | 979320 | 0.16187 | 0.3003
3848 | 89.1688 | 1.6576 | 140.8885 | 172.5156 | 909497 | 0.16122 | 0.29929
3849 | 90.0919 | 1.4314 | 118.0615 | 308.9864 | 880868 | 0.1351 | 0.25767
3850 | 93.4462 | 1.173 | 87.8936 | 530.6815 | 872727 | 0.10058 | 0.19904
3851 | 94.399 | 1.076 | 53.2483 | 766.2405 | 801297 | 0.060932 | 0.12602
3852 | 95.2462 | 1.0274 | 57.8371 | 930.8959 | 831633 | 0.066183 | 0.13607
3853 | 91.8601 | 1.3648 | 49.8105 | 999.7648 | 877303 | 0.056998 | 0.11841
3854 | 91.2281 | 1.2522 | 103.2887 | 879.5287 | 867241 | 0.11819 | 0.2295
3855 | 94.1442 | 0.86617 | 119.0672 | 711.8862 | 914323 | 0.13625 | 0.25955
3856 | 93.4966 | 0.80191 | 101.6456 | 556.9273 | 900999 | 0.11631 | 0.2263
3857 | 91.9148 | 0.86618 | 51.7017 | 427.9134 | 855644 | 0.059162 | 0.12261
3858 | 90.8889 | 1.2522 | 29.1507 | 241.076 | 835146 | 0.033357 | 0.071223
3859 | 90.5281 | 1.6226 | 33.0506 | 96.919 | 856840 | 0.03782 | 0.080331
3860 | 90.9152 | 1.6391 | 52.9455 | 13.1793 | 813546 | 0.060585 | 0.12535
3861 | 91.9854 | 1.3497 | 61.9082 | 4.3259 | 827812 | 0.070841 | 0.14488
3862 | 91.618 | 1.0761 | 101.3864 | 3.3009 | 851697 | 0.11602 | 0.2258
3863 | 91.3009 | 0.75455 | 99.7427 | 3.2618 | 896891 | 0.11414 | 0.22258
3864 | 89.5363 | 0.65848 | 71.2897 | 0.85418 | 955228 | 0.081577 | 0.16485
3865 | 86.9149 | 0.48449 | 52.615 | 0 | 920177 | 0.060207 | 0.12462
3866 | 83.5529 | 0.42583 | 37.5795 | 0 | 784511 | 0.043002 | 0.090789
3867 | 82.1383 | 0.40991 | 32.6694 | 0 | 678539 | 0.037384 | 0.079445
3868 | 81.5076 | 0.41001 | 15.5206 | 0 | 531467 | 0.01776 | 0.038629
3869 | 81.626 | 0.40502 | 7.7686 | 0 | 598208 | 0.0088896 | 0.019542
3870 | 81.075 | 0.96402 | 10.6927 | 7.0377 | 941740 | 0.012236 | 0.02679
3871 | 82.0252 | 1.9628 | 13.0671 | 87.6494 | 982904 | 0.014953 | 0.032632
3872 | 84.227 | 1.6561 | 17.4657 | 287.1636 | 938675 | 0.019986 | 0.043354
3873 | 84.6308 | 1.4298 | 19.064 | 542.6268 | 862170 | 0.021815 | 0.047219
3874 | 86.3061 | 1.1718 | 25.8072 | 772.8659 | 844205 | 0.029531 | 0.063339
3875 | 87.8206 | 1.0748 | 37.2793 | 966.5435 | 820187 | 0.042659 | 0.090099
3876 | 87.2508 | 1.0262 | 51.3501 | 1102.3945 | 828985 | 0.05876 | 0.12183
3877 | 87.0079 | 1.3633 | 73.11 | 1167.9042 | 833565 | 0.08366 | 0.16866
3878 | 86.7479 | 1.2506 | 128.2671 | 1171.787 | 841897 | 0.14678 | 0.27656
3879 | 87.3994 | 0.86518 | 149.6934 | 1074.8393 | 843590 | 0.17129 | 0.31476
3880 | 87.1538 | 0.80104 | 180.7981 | 885.1361 | 836810 | 0.20689 | 0.36696
3881 | 87.3168 | 0.86522 | 156.9179 | 663.9682 | 829342 | 0.17956 | 0.32721
3882 | 88.3244 | 1.2508 | 151.5616 | 380.5785 | 839978 | 0.17343 | 0.318
3883 | 89.8601 | 1.6208 | 128.0594 | 128.7313 | 819428 | 0.14654 | 0.27618
3884 | 91.7832 | 1.6372 | 106.4771 | 14.7645 | 815518 | 0.12184 | 0.23566
3885 | 94.2296 | 1.3481 | 110.3801 | 4.305 | 803890 | 0.12631 | 0.24315
3886 | 93.8715 | 1.075 | 93.6983 | 3.4676 | 824108 | 0.10722 | 0.21066
3887 | 92.0678 | 0.75401 | 90.8004 | 3.5815 | 923437 | 0.1039 | 0.20488
3888 | 88.8333 | 0.65814 | 90.8778 | 1.7138 | 903254 | 0.10399 | 0.20503
3889 | 85.2561 | 0.4843 | 86.4024 | 0.25568 | 845054 | 0.09887 | 0.19602
3890 | 82.9339 | 0.42568 | 97.7711 | 0.15008 | 757875 | 0.11188 | 0.21871
3891 | 83.4539 | 0.40948 | 92.248 | 0 | 629837 | 0.10556 | 0.20777
3892 | 83.5329 | 0.40977 | 111.1669 | 0 | 553449 | 0.12721 | 0.24465
3893 | 83.5914 | 0.40499 | 117.8944 | 0 | 599010 | 0.13491 | 0.25736
3894 | 83.9601 | 0.96426 | 117.6737 | 10.5052 | 920092 | 0.13465 | 0.25694
3895 | 86.3199 | 1.9634 | 114.5796 | 113.4073 | 1007440 | 0.13111 | 0.25112
3896 | 92.5199 | 1.6568 | 116.6538 | 318.6932 | 946953 | 0.13349 | 0.25503
3897 | 96.1039 | 1.4306 | 126.157 | 567.167 | 892870 | 0.14436 | 0.27269
3898 | 102.0794 | 1.1725 | 127.5408 | 772.8277 | 863637 | 0.14594 | 0.27523
3899 | 104.9924 | 1.0756 | 119.1367 | 938.6553 | 819457 | 0.13633 | 0.25968
3900 | 106.3749 | 1.0271 | 99.9162 | 1011.5173 | 850601 | 0.11433 | 0.22292
3901 | 102.7214 | 1.3644 | 101.581 | 1002.566 | 817653 | 0.11624 | 0.22618
3902 | 101.4988 | 1.2518 | 150.8719 | 952.6347 | 837423 | 0.17264 | 0.3168
3903 | 108.3519 | 0.86594 | 146.5396 | 828.1216 | 803343 | 0.16768 | 0.30925
3904 | 109.3641 | 0.80172 | 135.7558 | 723.8583 | 800982 | 0.15535 | 0.29013
3905 | 110.4632 | 0.86599 | 100.6695 | 552.6814 | 797961 | 0.1152 | 0.2244
3906 | 109.1417 | 1.252 | 94.8619 | 330.9958 | 784740 | 0.10855 | 0.21297
3907 | 106.5374 | 1.6222 | 86.5431 | 136.4783 | 795932 | 0.099031 | 0.19631
3908 | 104.9919 | 1.6386 | 96.4331 | 16.301 | 814866 | 0.11035 | 0.21608
3909 | 104.0282 | 1.3495 | 81.0382 | 3.6957 | 820406 | 0.092732 | 0.18509
3910 | 102.0556 | 1.0761 | 51.5788 | 2.899 | 869099 | 0.059021 | 0.12233
3911 | 99.5909 | 0.75464 | 47.2092 | 3.0012 | 940656 | 0.054021 | 0.11261
3912 | 96.2704 | 0.65864 | 41.9614 | 1.5068 | 982444 | 0.048016 | 0.10079
3913 | 94.2096 | 0.48464 | 44.277 | 0.41864 | 904505 | 0.050666 | 0.10603
3914 | 90.3098 | 0.426 | 44.3424 | 0.19672 | 788496 | 0.050741 | 0.10617
3915 | 90.2423 | 0.41025 | 50.6717 | 0.0024 | 669125 | 0.057983 | 0.12032
3916 | 89.6749 | 0.41044 | 40.7942 | 0 | 524708 | 0.046681 | 0.098136
3917 | 89.1306 | 0.40539 | 48.7034 | 0 | 588290 | 0.055731 | 0.11595
3918 | 89.4843 | 0.9647 | 49.75 | 10.1034 | 952780 | 0.056929 | 0.11828
3919 | 91.3539 | 1.9645 | 46.453 | 114.5136 | 1104962 | 0.053156 | 0.11092
3920 | 94.2696 | 1.6576 | 45.2703 | 340.1338 | 1123752 | 0.051803 | 0.10826
3921 | 98.1429 | 1.4312 | 47.8207 | 630.8466 | 1029209 | 0.054721 | 0.11398
3922 | 104.8908 | 1.1729 | 46.1164 | 866.0427 | 910182 | 0.052771 | 0.11016
3923 | 107.9247 | 1.0759 | 41.8385 | 1024.4846 | 942039 | 0.047876 | 0.10051
3924 | 108.9632 | 1.0273 | 45.0829 | 1154.4749 | 867672 | 0.051588 | 0.10784
3925 | 103.2812 | 1.3648 | 46.977 | 1144.996 | 843981 | 0.053756 | 0.11209
3926 | 103.4385 | 1.2521 | 105.7174 | 1059.5271 | 864852 | 0.12097 | 0.2342
3927 | 109.8179 | 0.86615 | 120.5944 | 902.5207 | 858754 | 0.138 | 0.2624
3928 | 109.4795 | 0.80191 | 102.9632 | 721.4377 | 835991 | 0.11782 | 0.22887
3929 | 110.2954 | 0.8662 | 103.8948 | 534.4047 | 785774 | 0.11889 | 0.23067
3930 | 110.2012 | 1.2523 | 75.6716 | 310.7074 | 804828 | 0.086591 | 0.17401
3931 | 107.3519 | 1.6227 | 45.1209 | 118.2046 | 826227 | 0.051632 | 0.10793
3932 | 106.4219 | 1.6392 | 82.0614 | 15.6421 | 874057 | 0.093903 | 0.18719
3933 | 105.1352 | 1.3499 | 97.3998 | 4.19 | 894435 | 0.11145 | 0.21798
3934 | 102.5811 | 1.0763 | 74.9636 | 2.9978 | 966160 | 0.085781 | 0.17253
3935 | 100.0899 | 0.75471 | 83.9896 | 3.3424 | 1004822 | 0.096109 | 0.19113
3936 | 97.2952 | 0.65865 | 110.531 | 1.7634 | 1043544 | 0.12648 | 0.24344
3937 | 94.0196 | 0.48463 | 101.9314 | 0.25096 | 974707 | 0.11664 | 0.22686
3938 | 92.3157 | 0.42599 | 101.7378 | 0.12072 | 799715 | 0.11642 | 0.22648
3939 | 91.228 | 0.41035 | 107.5787 | 0 | 618518 | 0.1231 | 0.23778
3940 | 89.3645 | 0.41043 | 113.6426 | 0 | 505623 | 0.13004 | 0.24935
3941 | 89.5229 | 0.40532 | 112.1337 | 0 | 580615 | 0.12831 | 0.24649
3942 | 89.0502 | 0.96456 | 111.4141 | 8.8543 | 912810 | 0.12749 | 0.24512
3943 | 92.0484 | 1.9651 | 100.3993 | 119.1656 | 895900 | 0.11489 | 0.22387
3944 | 97.3077 | 1.6584 | 89.4741 | 363.4454 | 889408 | 0.10239 | 0.20222
3945 | 100.3212 | 1.4322 | 91.3398 | 654.2861 | 862942 | 0.10452 | 0.20596
3946 | 104.4821 | 1.1739 | 99.7707 | 919.9842 | 820399 | 0.11417 | 0.22264
3947 | 105.7872 | 1.0769 | 88.5821 | 1134.3726 | 815839 | 0.10136 | 0.20042
3948 | 106.9552 | 1.0283 | 83.7311 | 1266.0126 | 814219 | 0.095813 | 0.1906
3949 | 102.6838 | 1.3662 | 109.0684 | 1314.5146 | 832575 | 0.12481 | 0.24064
3950 | 102.8804 | 1.2535 | 167.5823 | 1281.0022 | 845172 | 0.19176 | 0.34523
3951 | 109.5037 | 0.86699 | 182.9081 | 1180.93 | 822151 | 0.2093 | 0.37037
3952 | 109.6213 | 0.80264 | 209.1743 | 999.3677 | 848564 | 0.23936 | 0.41152
3953 | 109.879 | 0.86689 | 203.3109 | 755.1686 | 854832 | 0.23265 | 0.40254
3954 | 109.1862 | 1.2533 | 208.8524 | 443.8654 | 827606 | 0.23899 | 0.41103
3955 | 106.4149 | 1.6237 | 215.008 | 154.3224 | 818563 | 0.24603 | 0.42034
3956 | 104.7297 | 1.64 | 233.4078 | 17.8801 | 819519 | 0.26709 | 0.44746
3957 | 105.8451 | 1.3505 | 278.6072 | 4.1937 | 801458 | 0.31881 | 0.50981
3958 | 102.9973 | 1.0767 | 306.3301 | 3.4451 | 844934 | 0.35053 | 0.54533
3959 | 98.8147 | 0.75491 | 290.3819 | 3.8605 | 917892 | 0.33228 | 0.52514
3960 | 95.557 | 0.6588 | 334.0154 | 1.9672 | 934101 | 0.38221 | 0.57892
3961 | 94.7822 | 0.48032 | 347.0417 | 0.43464 | 873988 | 0.39712 | 0.59412
3962 | 90.1534 | 0.49358 | 331.0501 | 0.27352 | 799846 | 0.37882 | 0.57541
3963 | 89.9611 | 0.44201 | 307.7186 | 0 | 658025 | 0.35212 | 0.54706
3964 | 89.7015 | 0.40464 | 310.7858 | 0 | 517467 | 0.35563 | 0.55086
3965 | 90.2754 | 0.40472 | 317.1032 | 0 | 593005 | 0.36286 | 0.55861
3966 | 90.1614 | 0.52043 | 303.8766 | 9.5631 | 914340 | 0.34773 | 0.54226
3967 | 91.5847 | 0.80772 | 263.1038 | 123.6114 | 946454 | 0.30107 | 0.48908
3968 | 95.246 | 1.1251 | 236.9422 | 383.8612 | 895702 | 0.27113 | 0.45255
3969 | 99.265 | 1.6086 | 231.9382 | 707.5911 | 858487 | 0.26541 | 0.44533
3970 | 105.1733 | 1.5944 | 179.0728 | 979.1714 | 861466 | 0.20491 | 0.36416
3971 | 107.5032 | 1.4694 | 160.8267 | 1168.6414 | 819010 | 0.18403 | 0.33387
3972 | 109.4487 | 1.5516 | 135.8775 | 1281.5887 | 856808 | 0.15548 | 0.29034
3973 | 106.1406 | 1.5646 | 104.1192 | 1315.6367 | 824984 | 0.11914 | 0.23111
3974 | 106.9641 | 1.3163 | 163.626 | 1275.9242 | 840446 | 0.18724 | 0.3386
3975 | 112.6761 | 1.1233 | 169.823 | 1163.694 | 851645 | 0.19433 | 0.34896
3976 | 113.9285 | 0.95794 | 155.168 | 972.6325 | 850495 | 0.17756 | 0.32421
3977 | 114.6134 | 1.1234 | 124.1303 | 718.106 | 822856 | 0.14204 | 0.26896
3978 | 114.3914 | 1.3443 | 124.4476 | 402.9429 | 829701 | 0.14241 | 0.26954
3979 | 111.4694 | 1.7308 | 117.2745 | 151.6678 | 825914 | 0.1342 | 0.25619
3980 | 109.7879 | 1.4412 | 135.0063 | 18.3005 | 793265 | 0.15449 | 0.28878
3981 | 108.0025 | 0.95866 | 147.3957 | 4.2028 | 798302 | 0.16866 | 0.31075
3982 | 104.534 | 0.945 | 139.6594 | 3.4284 | 850871 | 0.15981 | 0.29711
3983 | 101.0632 | 0.83486 | 100.187 | 3.7744 | 893303 | 0.11464 | 0.22345
3984 | 97.6521 | 0.64249 | 88.4025 | 1.9446 | 921202 | 0.10116 | 0.20006
3985 | 94.1119 | 0.52207 | 82.7531 | 0.4344 | 882907 | 0.094694 | 0.1886
3986 | 92.1564 | 0.47804 | 75.611 | 0.27304 | 779650 | 0.086521 | 0.17388
3987 | 91.2141 | 0.44963 | 67.4476 | 0 | 666636 | 0.07718 | 0.15673
3988 | 90.1923 | 0.40482 | 79.0652 | 0 | 528092 | 0.090474 | 0.18103
3989 | 90.6358 | 0.40489 | 98.7677 | 0 | 598387 | 0.11302 | 0.22067
3990 | 91.0013 | 0.44969 | 101.3468 | 10.3587 | 910703 | 0.11597 | 0.22572
3991 | 93.2247 | 0.65742 | 91.1292 | 118.2924 | 947365 | 0.10428 | 0.20554
3992 | 96.065 | 0.97658 | 52.815 | 349.5162 | 895058 | 0.060436 | 0.12506
3993 | 100.876 | 1.3422 | 35.0156 | 646.1073 | 851871 | 0.040068 | 0.084884
3994 | 107.4346 | 1.6618 | 36.7869 | 937.5102 | 831624 | 0.042095 | 0.088967
3995 | 108.269 | 1.7985 | 35.067 | 1132.4478 | 826593 | 0.040127 | 0.085002
3996 | 111.3426 | 1.8742 | 32.703 | 1241.4757 | 858735 | 0.037422 | 0.079523
3997 | 108.2087 | 1.6603 | 40.419 | 1280.0757 | 848617 | 0.046251 | 0.097281
3998 | 108.3914 | 1.4776 | 92.5648 | 1248.0824 | 827655 | 0.10592 | 0.2084
3999 | 115.672 | 1.2339 | 107.6406 | 1144.7633 | 819055 | 0.12317 | 0.2379
4000 | 115.728 | 1.1273 | 90.8261 | 956.5657 | 775861 | 0.10393 | 0.20493
4001 | 116.5452 | 0.79284 | 57.5772 | 708.898 | 775802 | 0.065885 | 0.1355
4002 | 115.7558 | 1.1882 | 41.6508 | 407.1672 | 798512 | 0.047661 | 0.10008
4003 | 111.8198 | 1.447 | 37.5872 | 148.3504 | 770916 | 0.043011 | 0.090806
4004 | 108.5328 | 1.5387 | 49.2395 | 18.4613 | 811581 | 0.056345 | 0.11714
4005 | 107.3884 | 0.96052 | 58.3252 | 4.3521 | 834946 | 0.066741 | 0.13713
4006 | 104.8792 | 0.91504 | 47.0968 | 3.5506 | 856105 | 0.053893 | 0.11236
4007 | 100.6607 | 0.86955 | 32.7843 | 3.4457 | 911414 | 0.037515 | 0.079712
4008 | 97.6991 | 0.642 | 34.0695 | 1.7612 | 934044 | 0.038986 | 0.082694
4009 | 94.6866 | 0.48443 | 55.3391 | 0.42096 | 903577 | 0.063324 | 0.13061
4010 | 91.5246 | 0.42577 | 65.045 | 0.29392 | 803746 | 0.074431 | 0.15161
4011 | 91.0327 | 0.40976 | 70.5912 | 0.06816 | 670860 | 0.080777 | 0.16338
4012 | 89.4635 | 0.40986 | 68.8328 | 0.00928 | 526063 | 0.078765 | 0.15966
4013 | 89.5485 | 0.40494 | 61.5339 | 0 | 596434 | 0.070413 | 0.14407
4014 | 88.2097 | 0.96394 | 51.6613 | 9.9859 | 935308 | 0.059116 | 0.12252
4015 | 91.3713 | 1.9626 | 42.5808 | 125.0141 | 961467 | 0.048725 | 0.10219
4016 | 91.6529 | 1.6559 | 45.1677 | 376.3129 | 893251 | 0.051685 | 0.10803
4017 | 92.8402 | 1.4301 | 37.5686 | 682.7472 | 857276 | 0.04299 | 0.090764
4018 | 95.4292 | 1.1721 | 23.2029 | 940.6007 | 843603 | 0.026551 | 0.057148
4019 | 96.8036 | 1.0751 | 20.0236 | 1120.382 | 828743 | 0.022913 | 0.049531
4020 | 98.9548 | 1.0266 | 22.7212 | 1225.4259 | 815078 | 0.026 | 0.055998
4021 | 97.1368 | 1.3641 | 31.9519 | 1255.0338 | 817005 | 0.036562 | 0.077774
4022 | 97.3094 | 1.2515 | 85.5773 | 1230.7278 | 842854 | 0.097926 | 0.19435
4023 | 100.6186 | 0.86567 | 88.8961 | 1130.7884 | 814289 | 0.10172 | 0.20106
4024 | 99.8835 | 0.8014 | 75.2332 | 949.8509 | 864113 | 0.086089 | 0.1731
4025 | 100.2343 | 0.86561 | 56.6446 | 696.2574 | 817572 | 0.064818 | 0.13347
4026 | 97.9709 | 1.2513 | 33.1548 | 398.2115 | 812705 | 0.037939 | 0.080573
4027 | 96.5961 | 1.6213 | 19.6546 | 144.9413 | 833968 | 0.022491 | 0.048642
4028 | 97.0454 | 1.6377 | 19.2508 | 18.0894 | 809470 | 0.022029 | 0.047669
4029 | 98.4284 | 1.3486 | 20.6384 | 4.346 | 806268 | 0.023617 | 0.051009
4030 | 96.6695 | 1.0754 | 16.1174 | 3.6124 | 846823 | 0.018443 | 0.040081
4031 | 94.0244 | 0.75416 | 15.7078 | 3.9389 | 887558 | 0.017974 | 0.039085
4032 | 91.5435 | 0.65824 | 16.0885 | 2.007 | 923897 | 0.01841 | 0.040011
4033 | 90.3274 | 0.48437 | 10.3432 | 0.49712 | 798158 | 0.011836 | 0.025927
4034 | 85.0519 | 0.42575 | 13.0692 | 0.34112 | 729610 | 0.014955 | 0.032637
4035 | 86.4798 | 0.40967 | 22.0614 | 0.02432 | 597847 | 0.025245 | 0.05442
4036 | 85.2808 | 0.40992 | 33.9995 | 0 | 487332 | 0.038906 | 0.082532
4037 | 84.7998 | 0.4051 | 41.8963 | 0 | 537145 | 0.047942 | 0.10064
4038 | 85.1031 | 0.96436 | 51.2917 | 9.7656 | 850114 | 0.058693 | 0.1217
4039 | 85.6065 | 1.9638 | 55.6131 | 123.5247 | 889818 | 0.063638 | 0.13121
4040 | 86.5906 | 1.6571 | 57.0688 | 374.3929 | 834083 | 0.065304 | 0.13439
4041 | 87.0729 | 1.4309 | 28.3112 | 693.7714 | 794144 | 0.032396 | 0.06925
4042 | 88.1946 | 1.1727 | 7.8149 | 964.4587 | 768219 | 0.0089426 | 0.019658
4043 | 88.8602 | 1.0759 | 3.1405 | 1147.0582 | 740171 | 0.0035937 | 0.0079511
4044 | 88.8196 | 1.0275 | 4.3312 | 1257.2683 | 777976 | 0.0049562 | 0.010948
4045 | 88.5628 | 1.3651 | 9.4452 | 1291.9489 | 764908 | 0.010808 | 0.023705
4046 | 89.4515 | 1.2529 | 65.8557 | 1259.5862 | 790279 | 0.075359 | 0.15334
4047 | 89.8251 | 0.8668 | 75.1607 | 1165.0137 | 776447 | 0.086006 | 0.17295
4048 | 90.7232 | 0.80246 | 68.3691 | 992.3327 | 768624 | 0.078235 | 0.15868
4049 | 91.6951 | 0.86673 | 71.3702 | 742.5466 | 752196 | 0.081669 | 0.16501
4050 | 92.8599 | 1.2531 | 56.9836 | 431.4141 | 746520 | 0.065206 | 0.13421
4051 | 93.9908 | 1.6236 | 33.6991 | 153.0051 | 748272 | 0.038562 | 0.081836
4052 | 94.3996 | 1.64 | 18.3689 | 18.5233 | 738833 | 0.021019 | 0.04554
4053 | 95.2099 | 1.3505 | 17.9555 | 4.3608 | 727398 | 0.020546 | 0.04454
4054 | 93.5985 | 1.0767 | 20.9446 | 3.6859 | 758864 | 0.023967 | 0.051744
4055 | 92.2348 | 0.75495 | 24.2339 | 4.0546 | 784183 | 0.027731 | 0.059604
4056 | 88.7164 | 0.65885 | 34.0312 | 2.1477 | 584592 | 0.038942 | 0.082606
4057 | 87.6236 | 0.48474 | 56.3683 | 0.48184 | 784694 | 0.064502 | 0.13286
4058 | 86.1871 | 0.42608 | 85.4313 | 0.14848 | 689229 | 0.097759 | 0.19406
4059 | 85.8423 | 0.41048 | 92.4634 | 0 | 589693 | 0.10581 | 0.2082
4060 | 84.6276 | 0.41056 | 96.9814 | 0 | 501780 | 0.11098 | 0.21716
4061 | 85.1659 | 0.40539 | 105.2436 | 0 | 542530 | 0.12043 | 0.23328
4062 | 86.288 | 0.96454 | 80.64 | 10.734 | 835519 | 0.092276 | 0.18428
4063 | 89.8542 | 1.9643 | 57.7723 | 122.1655 | 966350 | 0.066109 | 0.13593
4064 | 93.6211 | 1.6573 | 28.5426 | 358.8884 | 875198 | 0.032661 | 0.069794
4065 | 98.982 | 1.431 | 6.9115 | 649.8342 | 840906 | 0.0079088 | 0.017407
4066 | 108.3697 | 1.1726 | 3.1469 | 902.7314 | 808785 | 0.003601 | 0.0079671
4067 | 112.7981 | 1.0757 | 7.5421 | 1075.6029 | 787557 | 0.0086304 | 0.018978
4068 | 114.3673 | 1.0272 | 12.7685 | 1181.1232 | 762862 | 0.014611 | 0.031899
4069 | 111.0696 | 1.3645 | 21.9517 | 1210.0772 | 739852 | 0.025119 | 0.054158
4070 | 110.3343 | 1.2519 | 62.2872 | 1168.2189 | 739854 | 0.071275 | 0.1457
4071 | 116.7086 | 0.86611 | 56.8703 | 1079.2133 | 735615 | 0.065077 | 0.13396
4072 | 116.6874 | 0.80191 | 44.6573 | 903.5163 | 730343 | 0.051101 | 0.10688
4073 | 118.1662 | 0.86625 | 28.5539 | 661.4735 | 717483 | 0.032674 | 0.069821
4074 | 117.7872 | 1.2524 | 30.6546 | 387.1804 | 724513 | 0.035078 | 0.074747
4075 | 115.0163 | 1.6228 | 33.7309 | 140.3309 | 730387 | 0.038598 | 0.08191
4076 | 113.4136 | 1.6392 | 36.7362 | 20.0311 | 723228 | 0.042037 | 0.088851
4077 | 112.3802 | 1.3498 | 56.9771 | 4.2338 | 749647 | 0.065199 | 0.13419
4078 | 109.1267 | 1.0762 | 49.983 | 3.6344 | 819336 | 0.057195 | 0.1188
4079 | 104.0806 | 0.75465 | 34.9364 | 4.0247 | 882710 | 0.039978 | 0.0847
4080 | 99.8905 | 0.65859 | 39.3711 | 1.9873 | 895167 | 0.045052 | 0.094891
4081 | 94.8758 | 0.48462 | 42.8668 | 0.48992 | 807079 | 0.049052 | 0.10284
4082 | 90.8816 | 0.42603 | 56.146 | 0.14864 | 706701 | 0.064248 | 0.13238
4083 | 91.5512 | 0.41045 | 57.6768 | 0.06576 | 601921 | 0.065999 | 0.13572
4084 | 90.9 | 0.41066 | 68.4736 | 0.03392 | 486004 | 0.078354 | 0.1589
4085 | 90.3016 | 0.40548 | 103.3153 | 0 | 528335 | 0.11822 | 0.22955
4086 | 90.4469 | 0.96472 | 127.924 | 8.7987 | 873704 | 0.14638 | 0.27593
4087 | 93.3874 | 1.965 | 136.9391 | 90.0726 | 985141 | 0.1567 | 0.29225
4088 | 98.1634 | 1.6583 | 125.4586 | 228.7803 | 1058169 | 0.14356 | 0.2714
4089 | 102.9685 | 1.432 | 112.0153 | 385.0923 | 951344 | 0.12818 | 0.24626
4090 | 111.2109 | 1.1736 | 125.384 | 494.4047 | 853601 | 0.14348 | 0.27127
4091 | 113.6954 | 1.0765 | 133.2707 | 557.1419 | 846651 | 0.1525 | 0.28565
4092 | 115.9533 | 1.0278 | 142.5141 | 610.2326 | 827436 | 0.16308 | 0.30217
4093 | 112.2644 | 1.3652 | 139.3451 | 606.7272 | 808280 | 0.15945 | 0.29655
4094 | 113.1974 | 1.2525 | 161.5982 | 538.8675 | 782564 | 0.18492 | 0.33517
4095 | 119.7052 | 0.86637 | 160.2105 | 422.3722 | 786593 | 0.18333 | 0.33282
4096 | 119.7662 | 0.80215 | 126.4986 | 296.7852 | 774979 | 0.14475 | 0.27332
4097 | 119.3715 | 0.86638 | 142.2308 | 205.2064 | 776890 | 0.16275 | 0.30167
4098 | 117.473 | 1.2525 | 147.7689 | 127.2401 | 774062 | 0.16909 | 0.3114
4099 | 114.6428 | 1.6229 | 166.5839 | 57.7328 | 758553 | 0.19062 | 0.34356
4100 | 112.4667 | 1.6394 | 221.8876 | 8.4446 | 832094 | 0.25391 | 0.43061
4101 | 109.8653 | 1.35 | 190.0318 | 1.945 | 866040 | 0.21745 | 0.38176
4102 | 106.991 | 1.0763 | 147.828 | 1.598 | 874485 | 0.16916 | 0.31151
4103 | 102.8115 | 0.75473 | 108.6625 | 2.044 | 922865 | 0.12434 | 0.23986
4104 | 98.126 | 0.65867 | 136.501 | 1.6803 | 1013162 | 0.1562 | 0.29146
4105 | 95.5236 | 0.48466 | 148.4819 | 0.59784 | 950561 | 0.16991 | 0.31265
4106 | 92.7346 | 0.42602 | 121.0238 | 0.03192 | 798415 | 0.13849 | 0.2632
4107 | 92.7016 | 0.41044 | 100.1162 | 0 | 608891 | 0.11456 | 0.22331
4108 | 91.8994 | 0.41057 | 89.3284 | 0 | 503387 | 0.10222 | 0.20192
4109 | 91.9283 | 0.40539 | 93.2875 | 0 | 578689 | 0.10675 | 0.20984
4110 | 92.4623 | 0.96452 | 87.0925 | 6.2152 | 912842 | 0.09966 | 0.19742
4111 | 94.4241 | 1.9643 | 77.6099 | 105.526 | 893486 | 0.088809 | 0.17803
4112 | 97.9733 | 1.6575 | 41.3947 | 312.404 | 890521 | 0.047368 | 0.099501
4113 | 102.0703 | 1.4313 | 30.4415 | 549.9599 | 853251 | 0.034834 | 0.074248
4114 | 110.5634 | 1.173 | 25.5302 | 819.9594 | 827584 | 0.029214 | 0.062682
4115 | 113.3531 | 1.076 | 19.6716 | 1060.908 | 829979 | 0.02251 | 0.048683
4116 | 114.7561 | 1.0274 | 16.4809 | 1094.6638 | 863517 | 0.018859 | 0.040965
4117 | 113.3502 | 1.3648 | 22.1115 | 1114.2757 | 833027 | 0.025302 | 0.05454
4118 | 112.9616 | 1.252 | 83.9083 | 1041.9918 | 852845 | 0.096016 | 0.19096
4119 | 119.1447 | 0.86599 | 92.0414 | 902.3214 | 866630 | 0.10532 | 0.20736
4120 | 119.1479 | 0.80173 | 86.6269 | 696.9661 | 853775 | 0.099127 | 0.19648
4121 | 119.2593 | 0.86593 | 79.4574 | 477.8335 | 822575 | 0.090923 | 0.18184
4122 | 117.2814 | 1.2519 | 84.4897 | 268.0231 | 810935 | 0.096681 | 0.19214
4123 | 113.1028 | 1.6221 | 96.9026 | 111.5541 | 797233 | 0.11089 | 0.217
4124 | 110.6405 | 1.6385 | 116.574 | 22.863 | 814363 | 0.1334 | 0.25488
4125 | 109.585 | 1.3492 | 129.8076 | 3.6617 | 795462 | 0.14854 | 0.27937
4126 | 106.2408 | 1.0757 | 139.4927 | 3.6532 | 871057 | 0.15962 | 0.29681
4127 | 101.9217 | 0.75429 | 172.1518 | 3.8292 | 894719 | 0.19699 | 0.35282
4128 | 98.8525 | 0.65826 | 200.2905 | 2.2758 | 908786 | 0.22919 | 0.39786
4129 | 97.819 | 0.47989 | 199.7946 | 0.74792 | 863536 | 0.22862 | 0.39709
4130 | 92.1328 | 0.49315 | 196.1897 | 0.1444 | 764499 | 0.2245 | 0.39147
4131 | 92.5055 | 0.44153 | 162.1244 | 0 | 649403 | 0.18552 | 0.33606
4132 | 92.6724 | 0.40371 | 141.3905 | 0 | 525934 | 0.16179 | 0.30018
4133 | 92.334 | 0.40376 | 117.623 | 0 | 585058 | 0.1346 | 0.25685
4134 | 92.6412 | 0.51995 | 89.5435 | 8.175 | 903195 | 0.10246 | 0.20236
4135 | 94.8368 | 0.8071 | 89.1381 | 115.6771 | 974178 | 0.102 | 0.20154
4136 | 96.9097 | 1.124 | 47.3855 | 336.4109 | 903971 | 0.054223 | 0.11301
4137 | 102.7563 | 1.6066 | 11.3129 | 575.4192 | 869834 | 0.012945 | 0.028319
4138 | 109.9859 | 1.5922 | 3.3232 | 826.7744 | 860254 | 0.0038028 | 0.0084115
4139 | 112.7342 | 1.4678 | 1.8251 | 1028.8049 | 831976 | 0.0020885 | 0.0046293
4140 | 114.59 | 1.5499 | 8.0034 | 1167.611 | 855661 | 0.0091582 | 0.020126
4141 | 111.5875 | 1.563 | 17.5803 | 1231.7069 | 834927 | 0.020117 | 0.043632
4142 | 111.4758 | 1.3148 | 65.907 | 1201.6929 | 867010 | 0.075417 | 0.15345
4143 | 117.6328 | 1.122 | 73.09 | 1115.3059 | 805437 | 0.083637 | 0.16862
4144 | 118.1765 | 0.9569 | 76.7827 | 951.3452 | 846375 | 0.087862 | 0.17632
4145 | 119.304 | 1.1221 | 48.2656 | 696.1369 | 868108 | 0.05523 | 0.11497
4146 | 118.2183 | 1.3427 | 32.3925 | 398.1084 | 827715 | 0.037067 | 0.0788
4147 | 115.5386 | 1.7287 | 23.5882 | 148.1419 | 829308 | 0.026992 | 0.058066
4148 | 113.3539 | 1.4395 | 24.1693 | 18.8701 | 817889 | 0.027657 | 0.05945
4149 | 111.1054 | 0.95746 | 23.3424 | 5.6551 | 820626 | 0.026711 | 0.05748
4150 | 107.6397 | 0.94376 | 26.7473 | 4.3311 | 856520 | 0.030607 | 0.065563
4151 | 103.2035 | 0.83377 | 18.5555 | 4.3384 | 879371 | 0.021233 | 0.045991
4152 | 99.8006 | 0.64169 | 12.1498 | 2.0634 | 946987 | 0.013903 | 0.030379
4153 | 98.8367 | 0.5214 | 8.6808 | 0.42416 | 874399 | 0.0099335 | 0.02181
4154 | 92.9952 | 0.47737 | 6.2679 | 0.2744 | 790292 | 0.0071723 | 0.0158
4155 | 93.5768 | 0.44891 | 6.9083 | 0 | 669534 | 0.0079052 | 0.017399
4156 | 92.4957 | 0.40344 | 9.4606 | 0 | 538215 | 0.010826 | 0.023743
4157 | 93.5959 | 0.40347 | 7.246 | 0 | 594989 | 0.0082916 | 0.018241
4158 | 93.6407 | 0.44895 | 7.6307 | 8.5689 | 925629 | 0.0087317 | 0.019199
4159 | 95.9929 | 0.65652 | 5.2925 | 117.3304 | 475362 | 0.0060562 | 0.013359
4160 | 97.6641 | 0.97511 | 1.6129 | 345.1248 | 530386 | 0.0018456 | 0.0040921
4161 | 102.1988 | 1.3399 | 1.3062 | 653.4347 | 496439 | 0.0014946 | 0.0033154
4162 | 110.3732 | 1.659 | 8.1001 | 913.158 | 486211 | 0.0092689 | 0.020367
4163 | 113.8625 | 1.7956 | 17.2986 | 1079.3975 | 475404 | 0.019795 | 0.042949
4164 | 116.3974 | 1.8716 | 27.7015 | 1164.0649 | 470168 | 0.031699 | 0.067814
4165 | 114.1087 | 1.6586 | 34.7229 | 1140.4463 | 443229 | 0.039733 | 0.084207
4166 | 114.0319 | 1.476 | 55.1915 | 1075.2429 | 426276 | 0.063156 | 0.13029
4167 | 120.4206 | 1.2327 | 77.399 | 914.0662 | 448573 | 0.088567 | 0.17759
4168 | 120.8018 | 1.1263 | 79.6056 | 712.4065 | 826398 | 0.091092 | 0.18215
4169 | 120.4647 | 0.79224 | 62.8444 | 504.1087 | 773449 | 0.071913 | 0.14689
4170 | 119.178 | 1.1873 | 31.9927 | 294.4447 | 784303 | 0.036609 | 0.07787
4171 | 115.1842 | 1.446 | 26.8554 | 121.9743 | 812843 | 0.030731 | 0.065818
4172 | 113.0371 | 1.5376 | 26.2738 | 18.62 | 821284 | 0.030065 | 0.064443
4173 | 111.3911 | 0.95962 | 23.6486 | 5.6721 | 844480 | 0.027061 | 0.05821
4174 | 107.8143 | 0.91398 | 24.4124 | 4.33 | 854563 | 0.027935 | 0.060028
4175 | 103.4073 | 0.86855 | 29.3407 | 4.3184 | 933004 | 0.033574 | 0.071669
4176 | 98.8011 | 0.64132 | 27.9207 | 2.0332 | 962469 | 0.03195 | 0.068331
4177 | 94.8611 | 0.48388 | 35.9396 | 0.43572 | 921112 | 0.041126 | 0.087016
4178 | 91.7345 | 0.42504 | 38.0249 | 0.27496 | 809406 | 0.043512 | 0.09181
4179 | 90.0437 | 0.40778 | 45.9975 | 0 | 674709 | 0.052635 | 0.1099
4180 | 89.4168 | 0.40776 | 34.744 | 0 | 546059 | 0.039757 | 0.084256
4181 | 88.6081 | 0.40373 | 32.0288 | 0 | 603489 | 0.036651 | 0.077954
4182 | 87.9722 | 0.96276 | 24.5041 | 8.0298 | 924378 | 0.02804 | 0.060246
4183 | 88.8418 | 1.9603 | 19.6554 | 94.3274 | 973799 | 0.022492 | 0.048644
4184 | 90.7565 | 1.6544 | 11.8986 | 240.3014 | 909715 | 0.013616 | 0.029761
4185 | 92.9106 | 1.4287 | 8.2195 | 403.3582 | 884835 | 0.0094056 | 0.020664
4186 | 96.851 | 1.1712 | 6.6159 | 547.4355 | 889382 | 0.0075706 | 0.016669
4187 | 99.756 | 1.0747 | 16.4339 | 711.9786 | 844062 | 0.018805 | 0.04085
4188 | 101.936 | 1.0264 | 29.4258 | 758.3219 | 863250 | 0.033672 | 0.071869
4189 | 101.0747 | 1.364 | 34.0844 | 808.3229 | 857545 | 0.039003 | 0.082729
4190 | 100.4766 | 1.2512 | 84.324 | 726.1356 | 885006 | 0.096492 | 0.19181
4191 | 102.9953 | 0.86548 | 77.5293 | 538.4965 | 848543 | 0.088717 | 0.17786
4192 | 101.4209 | 0.80126 | 62.4753 | 388.7318 | 817419 | 0.07149 | 0.1461
4193 | 100.3749 | 0.86539 | 39.4371 | 260.8404 | 841057 | 0.045128 | 0.095042
4194 | 97.3138 | 1.2509 | 39.2547 | 161.1744 | 840123 | 0.044919 | 0.094625
4195 | 96.2167 | 1.6208 | 63.1166 | 69.4338 | 859452 | 0.072224 | 0.14748
4196 | 96.1534 | 1.637 | 54.4425 | 15.2875 | 803087 | 0.062298 | 0.12865
4197 | 97.2548 | 1.3478 | 31.7644 | 5.4742 | 820330 | 0.036348 | 0.077337
4198 | 96.4955 | 1.0743 | 20.486 | 4.3604 | 882840 | 0.023442 | 0.050642
4199 | 93.8741 | 0.75347 | 13.2304 | 3.2658 | 939785 | 0.01514 | 0.033032
4200 | 91.2383 | 0.65763 | 15.3617 | 1.3213 | 959214 | 0.017578 | 0.038241
4201 | 90.746 | 0.48387 | 14.4091 | 0.2036 | 881212 | 0.016488 | 0.035917
4202 | 87.4317 | 0.42512 | 16.9549 | 0.10584 | 814594 | 0.019401 | 0.042116
4203 | 86.8389 | 0.40793 | 12.4777 | 0 | 684442 | 0.014278 | 0.031185
4204 | 86.0994 | 0.40812 | 21.2579 | 0 | 542349 | 0.024325 | 0.052496
4205 | 86.2082 | 0.40404 | 13.3242 | 0 | 593621 | 0.015247 | 0.033262
4206 | 85.0106 | 0.96319 | 10.984 | 5.443 | 935931 | 0.012569 | 0.027508
4207 | 86.3526 | 1.9609 | 5.2013 | 89.6115 | 950165 | 0.0059519 | 0.013131
4208 | 86.4893 | 1.6547 | 1.992 | 268.8237 | 882318 | 0.0022795 | 0.0050515
4209 | 86.2118 | 1.4289 | 1.0238 | 480.0688 | 848289 | 0.0011716 | 0.0025997
4210 | 86.4462 | 1.1712 | 1.8343 | 668.2523 | 855885 | 0.002099 | 0.0046525
4211 | 87.8312 | 1.0745 | 3.1792 | 768.8554 | 846454 | 0.003638 | 0.0080486
4212 | 90.4141 | 1.0262 | 7.3372 | 804.8865 | 848782 | 0.0083959 | 0.018468
4213 | 90.3863 | 1.3636 | 12.2825 | 788.6114 | 873381 | 0.014055 | 0.030705
4214 | 91.4926 | 1.2509 | 48.6049 | 787.7982 | 867702 | 0.055618 | 0.11573
4215 | 92.0859 | 0.86538 | 46.5619 | 750.9029 | 859631 | 0.053281 | 0.11116
4216 | 91.7935 | 0.80122 | 36.125 | 632.5607 | 860067 | 0.041338 | 0.087444
4217 | 90.9328 | 0.86541 | 32.7982 | 508.2734 | 840378 | 0.037531 | 0.079744
4218 | 92.2858 | 1.251 | 39.4481 | 279.9615 | 837405 | 0.04514 | 0.095067
4219 | 93.1958 | 1.6211 | 41.9336 | 101.3965 | 837231 | 0.047985 | 0.10072
4220 | 94.0499 | 1.6375 | 39.0228 | 14.1607 | 811997 | 0.044654 | 0.094095
4221 | 95.6479 | 1.3482 | 33.8653 | 5.2224 | 813856 | 0.038752 | 0.082221
4222 | 94.9711 | 1.0748 | 32.7482 | 4.4746 | 845990 | 0.037474 | 0.079628
4223 | 94.342 | 0.75379 | 28.2545 | 3.4664 | 892390 | 0.032332 | 0.069117
4224 | 91.4846 | 0.65791 | 23.3409 | 1.0903 | 897747 | 0.026709 | 0.057477
4225 | 88.5207 | 0.48406 | 21.0355 | 0.18184 | 840324 | 0.024071 | 0.051962
4226 | 87.513 | 0.4253 | 21.6636 | 0 | 767275 | 0.02479 | 0.053468
4227 | 86.1003 | 0.40833 | 17.046 | 0 | 633176 | 0.019506 | 0.042337
4228 | 85.6514 | 0.40849 | 16.0773 | 0 | 543366 | 0.018397 | 0.039984
4229 | 84.6492 | 0.40425 | 16.5885 | 0 | 591558 | 0.018982 | 0.041226
4230 | 85.5654 | 0.96347 | 22.1922 | 3.1117 | 904928 | 0.025395 | 0.054733
4231 | 89.3065 | 1.9615 | 28.6965 | 61.9487 | 1055469 | 0.032837 | 0.070156
4232 | 95.1637 | 1.6551 | 27.4296 | 183.263 | 968115 | 0.031388 | 0.067173
4233 | 101.445 | 1.4291 | 28.1243 | 316.9218 | 907344 | 0.032183 | 0.06881
4234 | 110.6742 | 1.1713 | 19.1079 | 452.2403 | 875570 | 0.021865 | 0.047324
4235 | 113.116 | 1.0746 | 16.5814 | 568.5512 | 864921 | 0.018974 | 0.041209
4236 | 115.7971 | 1.0262 | 20.8906 | 592.5762 | 843768 | 0.023905 | 0.051614
4237 | 112.9583 | 1.3636 | 36.8856 | 603.4706 | 851575 | 0.042208 | 0.089194
4238 | 112.8911 | 1.2509 | 72.9582 | 590.2463 | 840685 | 0.083486 | 0.16835
4239 | 118.7425 | 0.86538 | 82.0747 | 544.136 | 846769 | 0.093918 | 0.18722
4240 | 118.3262 | 0.80123 | 87.5031 | 419.3646 | 825768 | 0.10013 | 0.19825
4241 | 118.6571 | 0.86542 | 79.2162 | 276.6867 | 840037 | 0.090647 | 0.18135
4242 | 116.596 | 1.2511 | 71.0193 | 164.4774 | 801215 | 0.081267 | 0.16428
4243 | 112.9446 | 1.6212 | 61.589 | 63.7401 | 799764 | 0.070476 | 0.14419
4244 | 110.9197 | 1.6376 | 49.7001 | 9.0142 | 809813 | 0.056872 | 0.11817
4245 | 108.768 | 1.3482 | 47.8566 | 4.5793 | 864924 | 0.054762 | 0.11406
4246 | 106.5704 | 1.0749 | 45.4763 | 2.4654 | 902448 | 0.052038 | 0.10873
4247 | 102.1238 | 0.75387 | 51.392 | 1.3847 | 944127 | 0.058808 | 0.12192
4248 | 97.0608 | 0.65798 | 38.5601 | 0.57608 | 977347 | 0.044124 | 0.093036
4249 | 94.2795 | 0.48412 | 45.2716 | 0.00128 | 876910 | 0.051804 | 0.10827
4250 | 90.9919 | 0.4254 | 53.4935 | 0 | 789572 | 0.061212 | 0.12656
4251 | 90.4987 | 0.40861 | 35.3756 | 0.04928 | 662996 | 0.04048 | 0.085715
4252 | 89.6996 | 0.40881 | 36.4391 | 0.0492 | 530365 | 0.041697 | 0.088167
4253 | 89.8598 | 0.40444 | 36.2761 | 0.00752 | 587801 | 0.041511 | 0.087792
4254 | 90.1047 | 0.9637 | 37.7004 | 2.6877 | 960342 | 0.04314 | 0.091066
4255 | 91.9198 | 1.9622 | 37.7361 | 53.1617 | 1121774 | 0.043181 | 0.091148
4256 | 95.6127 | 1.6556 | 32.6667 | 184.8719 | 1177678 | 0.03738 | 0.079438
4257 | 101.4603 | 1.4296 | 24.7428 | 363.2222 | 1030821 | 0.028313 | 0.060814
4258 | 111.2094 | 1.1716 | 13.6421 | 532.6224 | 936232 | 0.015611 | 0.034041
4259 | 114.0747 | 1.0748 | 6.6782 | 698.0491 | 876381 | 0.0076419 | 0.016825
4260 | 116.3484 | 1.0264 | 4.7946 | 788.2418 | 890164 | 0.0054865 | 0.012111
4261 | 113.0591 | 1.3638 | 6.8795 | 796.0783 | 881086 | 0.0078722 | 0.017327
4262 | 113.3732 | 1.2511 | 48.2698 | 821.3017 | 882872 | 0.055235 | 0.11498
4263 | 119.6475 | 0.8655 | 47.5076 | 822.0923 | 889373 | 0.054363 | 0.11328
4264 | 118.3793 | 0.80134 | 44.3481 | 742.483 | 834449 | 0.050747 | 0.10619
4265 | 119.0392 | 0.86552 | 28.3334 | 548.2071 | 839747 | 0.032422 | 0.069302
4266 | 116.6365 | 1.2512 | 22.496 | 317.5206 | 833682 | 0.025742 | 0.05546
4267 | 113.6034 | 1.6214 | 26.3098 | 143.0422 | 853974 | 0.030106 | 0.064528
4268 | 112.2129 | 1.6377 | 26.669 | 26.8136 | 911553 | 0.030517 | 0.065378
4269 | 110.1999 | 1.3484 | 38.0902 | 6.0355 | 894704 | 0.043587 | 0.09196
4270 | 107.9306 | 1.0752 | 36.5144 | 5.3552 | 947173 | 0.041783 | 0.08834
4271 | 103.6375 | 0.7541 | 30.9169 | 3.9328 | 1019864 | 0.035378 | 0.07536
4272 | 99.282 | 0.65819 | 35.4066 | 2.2188 | 1048691 | 0.040516 | 0.085787
4273 | 95.8992 | 0.48431 | 43.0189 | 0.19584 | 858377 | 0.049226 | 0.10318
4274 | 92.4599 | 0.42563 | 50.5442 | 0.1128 | 754777 | 0.057838 | 0.12004
4275 | 91.927 | 0.40922 | 54.9808 | 0.04944 | 579909 | 0.062914 | 0.12983
4276 | 91.8202 | 0.40948 | 53.6589 | 0.04944 | 477137 | 0.061402 | 0.12692
4277 | 92.1415 | 0.40484 | 43.3055 | 0.03616 | 547921 | 0.049554 | 0.10383
4278 | 91.5269 | 0.96422 | 27.0737 | 4.8543 | 845164 | 0.03098 | 0.066334
4279 | 92.9767 | 1.9635 | 21.5996 | 88.1834 | 847484 | 0.024716 | 0.053315
4280 | 96.4216 | 1.6569 | 12.6131 | 287.0659 | 823480 | 0.014433 | 0.031518
4281 | 103.3281 | 1.4307 | 0.98058 | 543.1986 | 821282 | 0.0011221 | 0.0024901
4282 | 111.3922 | 1.1725 | 0.35824 | 792.2832 | 804756 | 0.00040993 | 0.00091051
4283 | 114.2514 | 1.0755 | 1.552 | 928.0182 | 786528 | 0.0017759 | 0.003938
4284 | 115.8836 | 1.027 | 7.8708 | 1048.4033 | 810927 | 0.0090065 | 0.019797
4285 | 113.8363 | 1.3644 | 16.1054 | 1090.7276 | 811821 | 0.018429 | 0.040052
4286 | 113.8507 | 1.2517 | 38.0543 | 1054.4955 | 822279 | 0.043545 | 0.091878
4287 | 119.8618 | 0.86589 | 59.6126 | 970.417 | 829699 | 0.068215 | 0.13992
4288 | 119.5609 | 0.80169 | 69.5623 | 775.1244 | 852312 | 0.0796 | 0.16121
4289 | 119.8814 | 0.86593 | 62.3119 | 532.8254 | 826303 | 0.071303 | 0.14575
4290 | 118.6477 | 1.2519 | 42.9596 | 303.4535 | 847114 | 0.049159 | 0.10305
4291 | 115.0113 | 1.6221 | 22.987 | 124.8183 | 826690 | 0.026304 | 0.056633
4292 | 112.4569 | 1.6385 | 23.1946 | 20.4964 | 800737 | 0.026541 | 0.057128
4293 | 110.565 | 1.3493 | 21.4653 | 8.1748 | 825000 | 0.024563 | 0.052993
4294 | 107.9986 | 1.0759 | 25.404 | 6.1397 | 888468 | 0.02907 | 0.062383
4295 | 103.9416 | 0.75451 | 31.2943 | 4.4382 | 882310 | 0.03581 | 0.076241
4296 | 99.2459 | 0.65852 | 34.0948 | 2.2135 | 953214 | 0.039015 | 0.082753
4297 | 96.0471 | 0.48007 | 33.3423 | 0.424 | 891007 | 0.038153 | 0.081008
4298 | 92.5952 | 0.49337 | 44.6795 | 0.2732 | 782211 | 0.051127 | 0.10693
4299 | 92.7647 | 0.44173 | 54.1844 | 0.04928 | 656147 | 0.062003 | 0.12808
4300 | 91.6729 | 0.40401 | 53.3437 | 0.04928 | 519651 | 0.061041 | 0.12623
4301 | 91.0019 | 0.4041 | 41.466 | 0.0492 | 586157 | 0.047449 | 0.099663
4302 | 91.163 | 0.52025 | 24.4984 | 3.5097 | 919615 | 0.028033 | 0.060233
4303 | 93.3314 | 0.80751 | 15.0473 | 66.287 | 941858 | 0.017219 | 0.037475
4304 | 97.4998 | 1.1247 | 7.2831 | 186.8529 | 930928 | 0.008334 | 0.018333
4305 | 103.1511 | 1.6078 | 3.4503 | 324.9062 | 898715 | 0.0039482 | 0.0087317
4306 | 112.7777 | 1.5935 | 7.713 | 445.9254 | 868286 | 0.008826 | 0.019404
4307 | 116.7535 | 1.4687 | 16.613 | 527.4841 | 834659 | 0.01901 | 0.041286
4308 | 118.5705 | 1.551 | 49.8041 | 635.935 | 831910 | 0.056991 | 0.1184
4309 | 115.2974 | 1.5639 | 62.3499 | 732.3148 | 875637 | 0.071347 | 0.14583
4310 | 115.557 | 1.3157 | 134.3414 | 732.1531 | 866065 | 0.15373 | 0.28758
4311 | 121.5533 | 1.1228 | 103.5222 | 680.3777 | 857507 | 0.11846 | 0.22995
4312 | 122.1491 | 0.95761 | 60.4957 | 573.1493 | 873655 | 0.069225 | 0.14183
4313 | 122.788 | 1.123 | 67.4977 | 438.1083 | 857472 | 0.077237 | 0.15683
4314 | 120.8053 | 1.3438 | 90.9377 | 278.3773 | 841117 | 0.10406 | 0.20515
4315 | 116.5372 | 1.73 | 70.3768 | 114.911 | 834269 | 0.080532 | 0.16292
4316 | 113.7687 | 1.4406 | 66.3951 | 17.829 | 812684 | 0.075976 | 0.15449
4317 | 111.7388 | 0.95842 | 75.9614 | 5.1403 | 833625 | 0.086922 | 0.17461
4318 | 109.3917 | 0.94486 | 48.2862 | 3.7159 | 866944 | 0.055254 | 0.11502
4319 | 103.7649 | 0.83485 | 37.3759 | 2.5547 | 908232 | 0.042769 | 0.090321
4320 | 99.2505 | 0.64257 | 44.7756 | 1.3012 | 968300 | 0.051237 | 0.10715
4321 | 96.6987 | 0.52219 | 41.6045 | 0.39944 | 850727 | 0.047608 | 0.099978
4322 | 93.4993 | 0.4782 | 34.6344 | 0.14384 | 795449 | 0.039632 | 0.084002
4323 | 92.0428 | 0.44982 | 44.1681 | 0.0496 | 668946 | 0.050541 | 0.10578
4324 | 91.6479 | 0.40508 | 54.4367 | 0.0496 | 537117 | 0.062292 | 0.12863
4325 | 91.4357 | 0.40523 | 42.124 | 0.0496 | 586752 | 0.048202 | 0.10116
4326 | 91.6195 | 0.45 | 46.9733 | 4.5386 | 912660 | 0.053751 | 0.11208
4327 | 94.6943 | 0.65787 | 43.682 | 76.1763 | 951062 | 0.049985 | 0.10468
4328 | 97.4141 | 0.9774 | 29.0158 | 238.377 | 933849 | 0.033203 | 0.070906
4329 | 102.9462 | 1.3433 | 14.8125 | 465.2219 | 889505 | 0.01695 | 0.036902
4330 | 113.2747 | 1.6634 | 8.6168 | 682.3708 | 872544 | 0.0098602 | 0.021651
4331 | 117.2392 | 1.8002 | 22.4867 | 850.1722 | 827493 | 0.025731 | 0.055437
4332 | 118.949 | 1.8759 | 38.027 | 917.4902 | 831051 | 0.043514 | 0.091815
4333 | 115.8865 | 1.6615 | 51.2928 | 905.1287 | 848421 | 0.058694 | 0.1217
4334 | 116.0069 | 1.4786 | 86.8786 | 822.747 | 877333 | 0.099415 | 0.19699
4335 | 121.9584 | 1.2347 | 108.6074 | 697.9303 | 847016 | 0.12428 | 0.23976
4336 | 120.8827 | 1.1281 | 145.7254 | 529.6553 | 836396 | 0.16675 | 0.30783
4337 | 121.2739 | 0.79336 | 143.3966 | 325.7122 | 842698 | 0.16409 | 0.30373
4338 | 118.8719 | 1.1892 | 136.4578 | 182.8503 | 842115 | 0.15615 | 0.29139
4339 | 114.5575 | 1.4484 | 129.6667 | 68.0007 | 861178 | 0.14838 | 0.27911
4340 | 112.4182 | 1.5403 | 142.8595 | 10.6227 | 823886 | 0.16347 | 0.30278
4341 | 111.794 | 0.96124 | 163.1002 | 5.7111 | 823988 | 0.18664 | 0.33771
4342 | 108.7355 | 0.91554 | 191.4846 | 3.7288 | 866923 | 0.21912 | 0.38407
4343 | 103.4785 | 0.86987 | 212.5072 | 3.7344 | 890001 | 0.24317 | 0.41657
4344 | 98.7424 | 0.64212 | 231.03 | 1.3691 | 936091 | 0.26437 | 0.44401
4345 | 94.9839 | 0.48443 | 233.9844 | 0.28808 | 908327 | 0.26775 | 0.44829
4346 | 91.5659 | 0.42566 | 265.4957 | 0.06576 | 783831 | 0.30381 | 0.49232
4347 | 89.7132 | 0.40928 | 257.218 | 0.04952 | 663568 | 0.29433 | 0.48103
4348 | 89.3013 | 0.40921 | 244.6577 | 0.0496 | 537046 | 0.27996 | 0.46353
4349 | 88.89 | 0.40448 | 267.1383 | 0.0496 | 601093 | 0.30569 | 0.49454
4350 | 88.1118 | 0.96334 | 296.4524 | 2.0171 | 935300 | 0.33923 | 0.5329
4351 | 90.8009 | 1.9617 | 288.091 | 35.2359 | 961609 | 0.32966 | 0.52218
4352 | 91.7843 | 1.6554 | 244.3536 | 107.0076 | 914468 | 0.27961 | 0.4631
4353 | 92.2294 | 1.4296 | 231.4457 | 199.7967 | 901448 | 0.26484 | 0.44462
4354 | 97.2897 | 1.1717 | 235.2889 | 281.8225 | 848841 | 0.26924 | 0.45017
4355 | 100.8214 | 1.0749 | 206.9914 | 394.4076 | 833101 | 0.23686 | 0.40819
4356 | 102.6414 | 1.0265 | 217.2969 | 519.9533 | 845606 | 0.24865 | 0.42377
4357 | 101.5788 | 1.3638 | 272.8502 | 603.2462 | 829061 | 0.31222 | 0.50219
4358 | 100.722 | 1.2512 | 334.9566 | 692.0367 | 903075 | 0.38329 | 0.58003
4359 | 103.5518 | 0.86561 | 379.1684 | 614.4588 | 875643 | 0.43388 | 0.63006
4360 | 102.8435 | 0.80143 | 361.6023 | 485.3703 | 871060 | 0.41378 | 0.61067
4361 | 102.8413 | 0.86567 | 366.9864 | 326.6415 | 850786 | 0.41994 | 0.61668
4362 | 101.3685 | 1.2515 | 348.0847 | 182.7608 | 847506 | 0.39831 | 0.59532
4363 | 100.1732 | 1.6211 | 336.3471 | 77.7967 | 882587 | 0.38488 | 0.58167
4364 | 100.6544 | 1.6373 | 328.2235 | 11.6283 | 827065 | 0.37559 | 0.57204
4365 | 101.6526 | 1.348 | 347.422 | 4.4931 | 826000 | 0.39755 | 0.59456
4366 | 101.5246 | 1.0745 | 358.1111 | 2.5229 | 887672 | 0.40979 | 0.60675
4367 | 98.0385 | 0.75345 | 365.0263 | 1.9715 | 930186 | 0.4177 | 0.6145
4368 | 96.2286 | 0.65749 | 411.3283 | 0.50196 | 357375 | 0.47068 | 0.66398
4369 | 92.9624 | 0.48371 | 435.069 | 0.17952 | 842428 | 0.49785 | 0.68781
4370 | 90.6321 | 0.4249 | 405.6674 | 0.132 | 799964 | 0.4642 | 0.65815
4371 | 88.0295 | 0.40738 | 399.6208 | 0.04952 | 662212 | 0.45729 | 0.65186
4372 | 87.9564 | 0.40742 | 401.8571 | 0.01208 | 548657 | 0.45984 | 0.6542
4373 | 87.109 | 0.4035 | 430.6103 | 0 | 589780 | 0.49275 | 0.68341
4374 | 87.7232 | 0.96234 | 404.8602 | 1.165 | 910698 | 0.46328 | 0.65732
4375 | 88.7411 | 1.9595 | 398.8465 | 35.2856 | 953639 | 0.4564 | 0.65105
4376 | 89.5543 | 1.6536 | 384.0317 | 123.1318 | 944866 | 0.43945 | 0.63532
4377 | 89.6366 | 1.4282 | 390.7562 | 213.9557 | 880032 | 0.44714 | 0.64251
4378 | 92.2822 | 1.1708 | 380.7606 | 276.3311 | 879313 | 0.4357 | 0.63179
4379 | 96.4156 | 1.0743 | 400.9678 | 345.7939 | 840452 | 0.45883 | 0.65327
4380 | 98.1164 | 1.0261 | 394.0896 | 403.3627 | 888426 | 0.45096 | 0.64604
4381 | 98.4057 | 1.3635 | 414.7855 | 401.9496 | 854362 | 0.47464 | 0.66752
4382 | 99.9661 | 1.2509 | 427.5889 | 397.9716 | 851592 | 0.48929 | 0.68041
4383 | 100.2119 | 0.86539 | 430.559 | 402.114 | 843759 | 0.49269 | 0.68336
4384 | 99.0546 | 0.80125 | 397.37 | 378.4808 | 792410 | 0.45471 | 0.6495
4385 | 99.1395 | 0.86542 | 381.3155 | 291.6114 | 789286 | 0.43634 | 0.63239
4386 | 99.6498 | 1.251 | 335.5136 | 149.8657 | 804631 | 0.38393 | 0.58069
4387 | 100.2363 | 1.6209 | 366.1766 | 66.4799 | 785839 | 0.41901 | 0.61578
4388 | 100.6642 | 1.637 | 347.9069 | 5.3838 | 839094 | 0.39811 | 0.59512
4389 | 101.87 | 1.3479 | 326.3701 | 3.2572 | 808014 | 0.37346 | 0.56982
4390 | 100.9306 | 1.0744 | 374.5894 | 1.6775 | 818650 | 0.42864 | 0.62507
4391 | 97.4783 | 0.75343 | 421.4194 | 0.68804 | 907801 | 0.48223 | 0.67423
4392 | 96.6476 | 0.65772 | 477.5944 | 0.62256 | 975097 | 0.54651 | 0.72812
4393 | 92.7299 | 0.48389 | 494.0027 | 0.17928 | 909474 | 0.56529 | 0.74291
4394 | 90.5377 | 0.42504 | 495.6552 | 0 | 797876 | 0.56718 | 0.74438
4395 | 89.0611 | 0.40817 | 504.1948 | 0.04952 | 667312 | 0.57695 | 0.7519
4396 | 87.9201 | 0.40794 | 482.4592 | 0.02712 | 549090 | 0.55208 | 0.73254
4397 | 87.0482 | 0.40379 | 483.5341 | 0 | 595685 | 0.55331 | 0.73352
4398 | 86.894 | 0.9629 | 417.9202 | 0.91674 | 952662 | 0.47823 | 0.6707
4399 | 89.6508 | 1.9606 | 369.7334 | 23.891 | 1052741 | 0.42308 | 0.61973
4400 | 95.1397 | 1.6548 | 369.1208 | 78.7142 | 1005910 | 0.42238 | 0.61905
4401 | 105.759 | 1.4294 | 412.8255 | 149.8993 | 919878 | 0.4724 | 0.66552
4402 | 116.9046 | 1.1718 | 371.7963 | 282.0234 | 873907 | 0.42545 | 0.622
4403 | 120.69 | 1.0752 | 346.0353 | 426.6093 | 842819 | 0.39597 | 0.59296
4404 | 123.0286 | 1.0268 | 369.2179 | 507.6692 | 847131 | 0.4225 | 0.61916
4405 | 121.0252 | 1.3645 | 376.1155 | 524.23 | 850845 | 0.43039 | 0.62674
4406 | 121.4606 | 1.2518 | 448.6585 | 528.3794 | 830311 | 0.5134 | 0.70101
4407 | 126.3239 | 0.86597 | 452.0996 | 460.3215 | 835055 | 0.51734 | 0.7043
4408 | 126.1989 | 0.80177 | 429.4569 | 389.9321 | 866799 | 0.49143 | 0.68227
4409 | 125.6385 | 0.86599 | 443.943 | 284.5508 | 833175 | 0.508 | 0.69647
4410 | 123.7579 | 1.2519 | 409.1575 | 169.1231 | 844313 | 0.4682 | 0.66176
4411 | 121.1762 | 1.6221 | 344.1073 | 76.4295 | 816828 | 0.39376 | 0.59073
4412 | 119.0174 | 1.6383 | 338.9756 | 10.318 | 803430 | 0.38789 | 0.58475
4413 | 116.9647 | 1.3488 | 379.6224 | 4.6747 | 830283 | 0.4344 | 0.63055
4414 | 113.3671 | 1.0754 | 360.87 | 3.4243 | 902555 | 0.41294 | 0.60985
4415 | 108.5638 | 0.75413 | 306.7622 | 1.4884 | 964683 | 0.35103 | 0.54587
4416 | 104.6721 | 0.65813 | 243.763 | 0.37632 | 946033 | 0.27894 | 0.46226
4417 | 101.5879 | 0.48423 | 235.0244 | 0.1824 | 899882 | 0.26894 | 0.44979
4418 | 98.6028 | 0.42547 | 210.6615 | 0.54528 | 786108 | 0.24106 | 0.41378
4419 | 97.1445 | 0.40877 | 165.6648 | 0.39416 | 648728 | 0.18957 | 0.34202
4420 | 95.8475 | 0.40888 | 110.5044 | 0.0496 | 536703 | 0.12645 | 0.24338
4421 | 96.2329 | 0.40444 | 64.8963 | 0.00904 | 584364 | 0.074261 | 0.15129
4422 | 96.0787 | 0.96374 | 49.5457 | 0.71456 | 947249 | 0.056695 | 0.11782
4423 | 101.3202 | 1.9626 | 41.7452 | 28.5814 | 1134126 | 0.047769 | 0.1003
4424 | 107.2897 | 1.6566 | 46.1625 | 116.3786 | 1163456 | 0.052824 | 0.11027
4425 | 111.2732 | 1.4308 | 52.0233 | 266.8712 | 1052977 | 0.05953 | 0.12332
4426 | 119.4556 | 1.1726 | 55.1356 | 427.5306 | 960093 | 0.063092 | 0.13017
4427 | 123.9101 | 1.0757 | 37.8082 | 564.8964 | 908117 | 0.043264 | 0.091313
4428 | 126.7913 | 1.0273 | 40.2775 | 755.2181 | 887710 | 0.046089 | 0.096959
4429 | 123.3933 | 1.3649 | 49.2354 | 806.1464 | 848097 | 0.05634 | 0.11713
4430 | 122.7257 | 1.2522 | 106.9417 | 802.1348 | 866768 | 0.12237 | 0.23656
4431 | 128.4285 | 0.86619 | 121.1828 | 732.086 | 822260 | 0.13867 | 0.2635
4432 | 127.9136 | 0.80195 | 107.1845 | 604.0241 | 835553 | 0.12265 | 0.23703
4433 | 128.1323 | 0.8662 | 73.3752 | 464.6791 | 853481 | 0.083963 | 0.16922
4434 | 126.8409 | 1.2522 | 41.5308 | 281.7871 | 870411 | 0.047524 | 0.09981
4435 | 123.6083 | 1.6223 | 31.1319 | 104.6104 | 882975 | 0.035624 | 0.075862
4436 | 121.8107 | 1.6385 | 28.7972 | 16.4659 | 890191 | 0.032953 | 0.070393
4437 | 118.8981 | 1.3492 | 31.158 | 6.351 | 896564 | 0.035654 | 0.075923
4438 | 114.9202 | 1.0757 | 18.8076 | 4.5901 | 980045 | 0.021522 | 0.0466
4439 | 110.002 | 0.75431 | 16.994 | 2.5543 | 1062921 | 0.019446 | 0.04221
4440 | 105.4985 | 0.65828 | 15.8447 | 0.49008 | 1070735 | 0.018131 | 0.039418
4441 | 101.3059 | 0.48434 | 23.7464 | 0.42608 | 983378 | 0.027173 | 0.058443
4442 | 97.205 | 0.42564 | 30.6199 | 0.6592 | 803971 | 0.035038 | 0.074665
4443 | 96.3639 | 0.40929 | 28.3349 | 0.47584 | 629926 | 0.032424 | 0.069306
4444 | 95.6686 | 0.40944 | 32.5777 | 0.0496 | 519618 | 0.037279 | 0.079231
4445 | 96.1856 | 0.40475 | 20.3472 | 0.01272 | 575937 | 0.023283 | 0.050309
4446 | 96.3195 | 0.96395 | 8.8984 | 2.3693 | 891382 | 0.010182 | 0.022349
4447 | 98.9168 | 1.9627 | 5.6015 | 53.7734 | 955695 | 0.0064098 | 0.014133
4448 | 105.2799 | 1.656 | 5.2898 | 200.2585 | 927671 | 0.0060531 | 0.013352
4449 | 111.8866 | 1.4299 | 4.7656 | 413.7641 | 863136 | 0.0054532 | 0.012038
4450 | 119.3167 | 1.1718 | 2.1645 | 625.9684 | 836092 | 0.0024768 | 0.0054873
4451 | 124.4241 | 1.0749 | 1.5152 | 835.7768 | 832880 | 0.0017339 | 0.0038449
4452 | 126.8735 | 1.0264 | 5.1871 | 970.4859 | 846102 | 0.0059356 | 0.013095
4453 | 123.7406 | 1.3638 | 18.3293 | 1046.7067 | 874299 | 0.020974 | 0.045444
4454 | 123.2566 | 1.2511 | 67.8009 | 1043.3688 | 823221 | 0.077584 | 0.15748
4455 | 129.5965 | 0.8655 | 86.5963 | 974.8965 | 849249 | 0.099092 | 0.19642
4456 | 129.3325 | 0.80135 | 41.5385 | 845.0756 | 852628 | 0.047532 | 0.099828
4457 | 130.1226 | 0.86557 | 32.6407 | 637.7091 | 827132 | 0.037351 | 0.079378
4458 | 128.8988 | 1.2513 | 22.3595 | 378.1218 | 792296 | 0.025586 | 0.055134
4459 | 124.687 | 1.6215 | 17.7616 | 143.1093 | 814185 | 0.020325 | 0.044071
4460 | 122.208 | 1.6379 | 21.7019 | 22.0251 | 785681 | 0.024833 | 0.05356
4461 | 120.6977 | 1.3484 | 18.8074 | 7.8579 | 852600 | 0.021521 | 0.046599
4462 | 118.2117 | 1.0751 | 20.9426 | 6.6166 | 894018 | 0.023965 | 0.051739
4463 | 112.7813 | 0.75389 | 27.457 | 6.0972 | 935116 | 0.031419 | 0.067238
4464 | 107.431 | 0.65792 | 29.6489 | 2.4641 | 1008908 | 0.033927 | 0.072392
4465 | 103.9837 | 0.47958 | 37.9916 | 0.53688 | 979161 | 0.043474 | 0.091734
4466 | 99.1825 | 0.49284 | 48.0401 | 0.67456 | 827880 | 0.054972 | 0.11447
4467 | 97.8521 | 0.44115 | 38.4118 | 0.49016 | 640318 | 0.043955 | 0.092697
4468 | 96.867 | 0.40291 | 35.8223 | 0.622 | 513226 | 0.040991 | 0.086746
4469 | 96.7053 | 0.40294 | 31.146 | 1.2016 | 567814 | 0.03564 | 0.075895
4470 | 97.1915 | 0.51959 | 19.9543 | 6.2106 | 908978 | 0.022834 | 0.049364
4471 | 99.1451 | 0.8064 | 14.2772 | 76.2085 | 929190 | 0.016337 | 0.035595
4472 | 103.0018 | 1.1229 | 6.5057 | 202.6284 | 842322 | 0.0074445 | 0.016394
4473 | 111.6766 | 1.605 | 5.8981 | 356.0617 | 847625 | 0.0067492 | 0.014875
4474 | 120.6915 | 1.5908 | 12.085 | 498.2211 | 781058 | 0.013829 | 0.03022
4475 | 126.4284 | 1.4664 | 40.5802 | 623.3151 | 784725 | 0.046436 | 0.097649
4476 | 128.7379 | 1.5487 | 74.8661 | 679.359 | 845712 | 0.085669 | 0.17233
4477 | 125.7959 | 1.5622 | 112.9779 | 665.7439 | 855542 | 0.12928 | 0.24809
4478 | 126.4139 | 1.3143 | 145.6818 | 625.9421 | 840484 | 0.1667 | 0.30775
4479 | 132.8093 | 1.1217 | 138.143 | 523.4509 | 863133 | 0.15808 | 0.2944
4480 | 132.9512 | 0.95668 | 95.2345 | 389.5425 | 817255 | 0.10898 | 0.21371
4481 | 133.5652 | 1.1219 | 83.3233 | 274.7027 | 819042 | 0.095347 | 0.18977
4482 | 131.3117 | 1.3424 | 72.7908 | 159.0846 | 764305 | 0.083294 | 0.168
4483 | 127.4516 | 1.7284 | 48.2517 | 67.9253 | 780834 | 0.055214 | 0.11494
4484 | 124.3292 | 1.4392 | 44.6049 | 13.4765 | 794003 | 0.051041 | 0.10676
4485 | 123.0092 | 0.95727 | 77.2641 | 7.8977 | 868649 | 0.088413 | 0.17731
4486 | 118.7797 | 0.94346 | 72.0647 | 5.9698 | 864669 | 0.082463 | 0.16647
4487 | 113.3354 | 0.83359 | 67.678 | 3.5705 | 912789 | 0.077444 | 0.15722
4488 | 108.5748 | 0.64164 | 84.4806 | 1.1025 | 937518 | 0.096671 | 0.19212
4489 | 104.6755 | 0.52142 | 120.3029 | 0.44836 | 900296 | 0.13766 | 0.26186
4490 | 101.5825 | 0.47746 | 135.0009 | 0.64628 | 797686 | 0.15448 | 0.28877
4491 | 99.0743 | 0.44904 | 125.1615 | 0.49208 | 645557 | 0.14322 | 0.27086
4492 | 98.5852 | 0.40363 | 117.2281 | 0.0496 | 515318 | 0.13414 | 0.25611
4493 | 97.0314 | 0.40376 | 150.1895 | 0.04848 | 581885 | 0.17186 | 0.31562
4494 | 97.3253 | 0.44919 | 155.899 | 3.9091 | 884325 | 0.17839 | 0.32547
4495 | 100.3629 | 0.65686 | 174.2462 | 50.9038 | 919241 | 0.19939 | 0.35627
4496 | 106.2362 | 0.97566 | 164.8825 | 161.953 | 893949 | 0.18867 | 0.34071
4497 | 112.2362 | 1.3407 | 201.5037 | 289.2054 | 846734 | 0.23058 | 0.39974
4498 | 122.457 | 1.6599 | 225.5342 | 371.3954 | 851208 | 0.25808 | 0.43598
4499 | 127.2011 | 1.7966 | 238.0036 | 451.4747 | 807184 | 0.27235 | 0.45407
4500 | 128.9686 | 1.8724 | 225.0573 | 509.9576 | 823533 | 0.25753 | 0.43528
4501 | 125.7029 | 1.659 | 227.0528 | 532.375 | 842377 | 0.25982 | 0.43821
4502 | 125.3138 | 1.4763 | 238.89 | 523.6685 | 819887 | 0.27336 | 0.45534
4503 | 131.4112 | 1.2328 | 242.679 | 469.0181 | 853477 | 0.2777 | 0.46073
4504 | 130.3148 | 1.1264 | 216.5974 | 450.6693 | 829041 | 0.24785 | 0.42273
4505 | 130.1921 | 0.79226 | 228.6672 | 339.7059 | 837319 | 0.26166 | 0.44057
4506 | 128.2257 | 1.1873 | 207.8279 | 215.764 | 830619 | 0.23782 | 0.40946
4507 | 123.9157 | 1.4461 | 195.038 | 83.1735 | 791448 | 0.22318 | 0.38967
4508 | 120.8485 | 1.5377 | 227.0632 | 13.0886 | 822424 | 0.25983 | 0.43823
4509 | 119.2329 | 0.95976 | 249.7587 | 6.7021 | 826177 | 0.2858 | 0.47069
4510 | 116.9336 | 0.91421 | 318.1431 | 2.5013 | 864551 | 0.36405 | 0.55988
4511 | 111.2888 | 0.86882 | 342.8896 | 0.96416 | 895944 | 0.39237 | 0.58932
4512 | 107.7305 | 0.64154 | 355.4366 | 0.47032 | 925264 | 0.40673 | 0.60372
4513 | 103.8748 | 0.48403 | 346.4578 | 0.18336 | 894233 | 0.39645 | 0.59345
4514 | 100.8153 | 0.42523 | 332.5632 | 0.6156 | 768105 | 0.38055 | 0.5772
4515 | 98.7195 | 0.40814 | 310.4186 | 0.46712 | 665677 | 0.35521 | 0.5504
4516 | 97.4603 | 0.40825 | 322.7754 | 0.03432 | 534228 | 0.36935 | 0.5655
4517 | 97.7642 | 0.40407 | 277.2459 | 0 | 595792 | 0.31725 | 0.50802
4518 | 97.0292 | 0.96322 | 258.672 | 0.82365 | 922483 | 0.296 | 0.48303
4519 | 97.2308 | 1.961 | 251.9485 | 15.8606 | 938282 | 0.2883 | 0.47374
4520 | 97.3631 | 1.6547 | 185.2788 | 48.8014 | 868171 | 0.21201 | 0.37418
4521 | 100.9332 | 1.4289 | 171.6194 | 64.7093 | 844920 | 0.19638 | 0.35194
4522 | 106.7557 | 1.1712 | 172.4391 | 122.6884 | 819219 | 0.19732 | 0.35329
4523 | 111.3185 | 1.0745 | 230.1063 | 246.9111 | 804581 | 0.26331 | 0.44267
4524 | 113.6519 | 1.0261 | 256.1424 | 379.9851 | 831163 | 0.2931 | 0.47955
4525 | 111.7799 | 1.3634 | 250.6183 | 448.8083 | 882579 | 0.28678 | 0.47189
4526 | 111.0732 | 1.2507 | 282.9469 | 423.8325 | 878965 | 0.32378 | 0.5155
4527 | 113.3541 | 0.86523 | 313.8696 | 377.7042 | 876221 | 0.35916 | 0.55465
4528 | 111.8754 | 0.80107 | 305.7329 | 356.5154 | 864226 | 0.34985 | 0.54458
4529 | 111.0379 | 0.86522 | 284.8433 | 263.8303 | 890910 | 0.32595 | 0.51797
4530 | 108.6751 | 1.2507 | 246.8622 | 118.0963 | 855584 | 0.28248 | 0.46663
4531 | 108.1616 | 1.6207 | 230.3806 | 38.5225 | 850684 | 0.26362 | 0.44307
4532 | 108.8295 | 1.637 | 247.3344 | 11.7751 | 805437 | 0.28302 | 0.4673
4533 | 109.2221 | 1.3477 | 237.4693 | 5.8462 | 835077 | 0.27174 | 0.4533
4534 | 107.7982 | 1.0741 | 213.0036 | 0.64344 | 879694 | 0.24374 | 0.41732
4535 | 105.1438 | 0.75327 | 287.8785 | 0.17904 | 908225 | 0.32942 | 0.52191
4536 | 101.9276 | 0.65739 | 268.6708 | 0.17928 | 919680 | 0.30744 | 0.4966
4537 | 99.4606 | 0.48362 | 248.4135 | 0.09144 | 882389 | 0.28426 | 0.46881
4538 | 94.7365 | 0.42475 | 257.246 | 0.5652 | 787461 | 0.29437 | 0.48107
4539 | 93.6897 | 0.40687 | 270.9856 | 0.47168 | 670627 | 0.31009 | 0.4997
4540 | 92.7377 | 0.40693 | 264.1781 | 0.02232 | 540951 | 0.3023 | 0.49053
4541 | 92.0551 | 0.40325 | 245.2613 | 0 | 586299 | 0.28065 | 0.46438
4542 | 91.4068 | 0.96224 | 267.3918 | 2.1186 | 920348 | 0.30598 | 0.49488
4543 | 93.1577 | 1.9598 | 246.7927 | 60.6682 | 963505 | 0.2824 | 0.46654
4544 | 94.7684 | 1.654 | 197.7269 | 216.1806 | 910145 | 0.22626 | 0.39388
4545 | 94.8769 | 1.4285 | 157.9778 | 408.865 | 893381 | 0.18077 | 0.32902
4546 | 96.1927 | 1.171 | 127.3332 | 572.472 | 864624 | 0.14571 | 0.27485
4547 | 100.3118 | 1.0744 | 110.7033 | 737.5604 | 820482 | 0.12668 | 0.24376
4548 | 102.6504 | 1.0261 | 101.401 | 788.3112 | 846896 | 0.11603 | 0.22582
4549 | 103.4275 | 1.3633 | 94.7335 | 822.6195 | 869270 | 0.1084 | 0.21271
4550 | 105.2014 | 1.2507 | 139.3142 | 798.3684 | 882935 | 0.15942 | 0.29649
4551 | 106.5183 | 0.8652 | 150.7934 | 670.1066 | 879360 | 0.17255 | 0.31667
4552 | 106.5556 | 0.80105 | 145.2816 | 529.7603 | 871871 | 0.16625 | 0.30705
4553 | 106.2942 | 0.86516 | 114.3559 | 397.7624 | 857866 | 0.13086 | 0.2507
4554 | 106.5858 | 1.2506 | 107.7704 | 214.0185 | 873421 | 0.12332 | 0.23815
4555 | 106.9907 | 1.6203 | 110.7101 | 78.9303 | 865086 | 0.12669 | 0.24378
4556 | 107.774 | 1.6366 | 136.8722 | 14.1985 | 844651 | 0.15662 | 0.29213
4557 | 108.6242 | 1.3474 | 169.5606 | 8.5605 | 815842 | 0.19403 | 0.34852
4558 | 107.2996 | 1.0737 | 188.0467 | 6.8121 | 859252 | 0.21518 | 0.37861
4559 | 104.0445 | 0.75299 | 243.455 | 5.8758 | 903736 | 0.27858 | 0.46183
4560 | 100.3455 | 0.65717 | 294.0311 | 1.4189 | 926682 | 0.33646 | 0.52981
4561 | 95.4917 | 0.48347 | 300.2911 | 0.2184 | 850263 | 0.34362 | 0.53776
4562 | 91.3688 | 0.42459 | 283.9098 | 0.48084 | 763380 | 0.32488 | 0.51676
4563 | 91.3872 | 0.4065 | 299.4858 | 0.48832 | 649936 | 0.3427 | 0.53674
4564 | 90.5777 | 0.40658 | 298.2742 | 0.0496 | 553840 | 0.34131 | 0.53521
4565 | 90.4779 | 0.40307 | 320.8642 | 0.0496 | 599691 | 0.36716 | 0.56319
4566 | 91.4575 | 0.96203 | 341.0004 | 0.36018 | 914625 | 0.39021 | 0.58712
4567 | 95.0516 | 1.9595 | 340.4543 | 16.7269 | 1074102 | 0.38958 | 0.58648
4568 | 103.1811 | 1.6534 | 357.6164 | 64.7747 | 1027392 | 0.40922 | 0.60619
4569 | 110.9184 | 1.4278 | 413.1302 | 126.4979 | 910392 | 0.47274 | 0.66583
4570 | 121.681 | 1.1703 | 433.5214 | 189.2174 | 865233 | 0.49608 | 0.68629
4571 | 125.8876 | 1.0737 | 490.9596 | 235.3599 | 848799 | 0.5618 | 0.7402
4572 | 128.728 | 1.0255 | 533.5019 | 265.6957 | 843642 | 0.61048 | 0.77693
4573 | 125.2878 | 1.3628 | 567.4889 | 315.1031 | 844225 | 0.64938 | 0.80452
4574 | 124.2313 | 1.2504 | 653.9087 | 312.0216 | 831191 | 0.74827 | 0.86852
4575 | 129.3448 | 0.86509 | 661.2308 | 293.2977 | 837214 | 0.75664 | 0.87357
4576 | 128.8942 | 0.80103 | 637.1971 | 270.1583 | 850917 | 0.72914 | 0.85678
4577 | 127.9634 | 0.86522 | 582.4172 | 217.6401 | 832221 | 0.66646 | 0.81619
4578 | 126.8089 | 1.2507 | 512.3236 | 111.0176 | 837918 | 0.58625 | 0.75896
4579 | 124.6153 | 1.6206 | 489.1981 | 43.5552 | 819312 | 0.55979 | 0.73862
4580 | 123.1842 | 1.6369 | 521.6388 | 6.8152 | 835251 | 0.59691 | 0.76694
4581 | 120.7937 | 1.3476 | 523.8732 | 5.655 | 837653 | 0.59947 | 0.76884
4582 | 116.7569 | 1.0739 | 512.2097 | 2.6487 | 923177 | 0.58612 | 0.75886
4583 | 111.9866 | 0.75314 | 474.0728 | 0.86304 | 972586 | 0.54248 | 0.72489
4584 | 107.6649 | 0.65728 | 455.6824 | 0.2064 | 952589 | 0.52144 | 0.70771
4585 | 104.4756 | 0.48355 | 373.5743 | 0.18264 | 835246 | 0.42748 | 0.62395
4586 | 100.1621 | 0.42468 | 284.1738 | 0.57168 | 777557 | 0.32518 | 0.5171
4587 | 98.26 | 0.40654 | 272.6664 | 0.28136 | 665162 | 0.31201 | 0.50194
4588 | 97.2235 | 0.4066 | 217.4412 | 0 | 539549 | 0.24882 | 0.42399
4589 | 97.1609 | 0.40307 | 201.5959 | 0 | 597593 | 0.23069 | 0.39989
4590 | 98.3337 | 0.96204 | 271.7679 | 1.0637 | 972480 | 0.31098 | 0.50075
4591 | 100.5154 | 1.9598 | 256.3571 | 38.3763 | 1116047 | 0.29335 | 0.47984
4592 | 104.9433 | 1.654 | 290.4959 | 147.3464 | 1158763 | 0.33241 | 0.52528
4593 | 109.2395 | 1.4287 | 273.8051 | 308.5344 | 1077501 | 0.31331 | 0.50346
4594 | 120.1888 | 1.1712 | 277.5937 | 421.8439 | 1004999 | 0.31765 | 0.50848
4595 | 124.795 | 1.0747 | 253.2941 | 520.6738 | 957295 | 0.28984 | 0.47561
4596 | 127.3236 | 1.0263 | 244.8489 | 628.282 | 914836 | 0.28018 | 0.4638
4597 | 125.277 | 1.3638 | 241.1521 | 679.7307 | 888093 | 0.27595 | 0.45856
4598 | 125.4859 | 1.2511 | 255.4451 | 708.884 | 889396 | 0.29231 | 0.47859
4599 | 131.9643 | 0.86545 | 232.3141 | 699.7502 | 905034 | 0.26584 | 0.44588
4600 | 131.7129 | 0.80122 | 234.9685 | 654.1261 | 867795 | 0.26887 | 0.44971
4601 | 132.5569 | 0.8653 | 194.4356 | 513.4626 | 878026 | 0.22249 | 0.38872
4602 | 130.7014 | 1.2507 | 152.9396 | 322.3881 | 840585 | 0.17501 | 0.32038
4603 | 128.1514 | 1.6205 | 133.7039 | 129.1036 | 864246 | 0.153 | 0.28643
4604 | 126.2545 | 1.6367 | 130.727 | 25.4224 | 871163 | 0.14959 | 0.28104
4605 | 123.1629 | 1.3475 | 145.4578 | 9.0202 | 893484 | 0.16645 | 0.30736
4606 | 119.585 | 1.0738 | 152.8781 | 7.1516 | 971685 | 0.17494 | 0.32027
4607 | 114.1926 | 0.75313 | 134.0971 | 6.0394 | 1073594 | 0.15345 | 0.28714
4608 | 109.2281 | 0.6573 | 137.0807 | 1.8428 | 1072708 | 0.15686 | 0.2925
4609 | 104.21 | 0.48361 | 143.859 | 0.24776 | 967380 | 0.16462 | 0.30454
4610 | 100.532 | 0.42479 | 163.9116 | 0.61764 | 821976 | 0.18756 | 0.33908
4611 | 99.2777 | 0.40702 | 176.8047 | 0.48248 | 630561 | 0.20232 | 0.36046
4612 | 98.5111 | 0.40721 | 181.0466 | 0.04968 | 531314 | 0.20717 | 0.36736
4613 | 98.2992 | 0.40348 | 190.0034 | 0.04832 | 594403 | 0.21742 | 0.38172
4614 | 98.521 | 0.96261 | 195.6348 | 2.237 | 925385 | 0.22386 | 0.3906
4615 | 101.9743 | 1.9604 | 187.6294 | 65.9712 | 946184 | 0.2147 | 0.37794
4616 | 107.8818 | 1.6544 | 152.1366 | 236.6201 | 925111 | 0.17409 | 0.31899
4617 | 114.7827 | 1.429 | 105.8082 | 483.5005 | 902351 | 0.12108 | 0.23437
4618 | 124.3048 | 1.1714 | 88.9362 | 749.9378 | 866974 | 0.10177 | 0.20114
4619 | 127.4623 | 1.0748 | 95.7556 | 961.0339 | 862320 | 0.10957 | 0.21474
4620 | 129.9476 | 1.0264 | 81.4936 | 1113.3423 | 866769 | 0.093253 | 0.18603
4621 | 126.9653 | 1.364 | 87.7952 | 1186.3212 | 887161 | 0.10046 | 0.19884
4622 | 127.4383 | 1.2514 | 130.1055 | 1192.055 | 891879 | 0.14888 | 0.27991
4623 | 133.5412 | 0.8657 | 137.5685 | 1117.778 | 892271 | 0.15742 | 0.29337
4624 | 132.9224 | 0.80152 | 131.726 | 963.9861 | 868244 | 0.15073 | 0.28285
4625 | 132.4988 | 0.86571 | 107.9002 | 736.7167 | 861198 | 0.12347 | 0.2384
4626 | 131.6122 | 1.2514 | 112.2824 | 436.179 | 866414 | 0.12848 | 0.24677
4627 | 128.2094 | 1.6215 | 129.8539 | 161.2405 | 861071 | 0.14859 | 0.27945
4628 | 124.9939 | 1.6377 | 146.2282 | 25.9805 | 820722 | 0.16733 | 0.30871
4629 | 123.4523 | 1.3483 | 154.8605 | 13.3268 | 875483 | 0.17721 | 0.32369
4630 | 119.8547 | 1.0748 | 155.1438 | 10.8792 | 894727 | 0.17753 | 0.32417
4631 | 116.4534 | 0.75371 | 154.8046 | 8.3957 | 942821 | 0.17714 | 0.32359
4632 | 110.7035 | 0.65779 | 161.8164 | 2.9526 | 973338 | 0.18517 | 0.33554
4633 | 105.2545 | 0.47948 | 177.0741 | 0.7998 | 921149 | 0.20263 | 0.3609
4634 | 101.7664 | 0.49274 | 187.2943 | 0.7432 | 816619 | 0.21432 | 0.37741
4635 | 100.0794 | 0.44104 | 191.3577 | 0.49312 | 657284 | 0.21897 | 0.38387
4636 | 99.2355 | 0.40263 | 185.0472 | 0.04968 | 518373 | 0.21175 | 0.37381
4637 | 99.0218 | 0.40267 | 168.3759 | 0.0496 | 586101 | 0.19267 | 0.34655
4638 | 98.6786 | 0.51954 | 159.42 | 2.7606 | 912033 | 0.18242 | 0.33148
4639 | 101.5316 | 0.80647 | 147.3132 | 70.671 | 970497 | 0.16857 | 0.31061
4640 | 107.4714 | 1.1233 | 123.2799 | 246.8613 | 941447 | 0.14107 | 0.26738
4641 | 114.9794 | 1.606 | 102.5163 | 503.3447 | 885811 | 0.11731 | 0.228
4642 | 122.9474 | 1.592 | 93.9464 | 782.0312 | 898729 | 0.1075 | 0.21115
4643 | 127.5243 | 1.4678 | 85.1155 | 1032.8565 | 852493 | 0.097397 | 0.19341
4644 | 129.7107 | 1.5504 | 82.8493 | 1185.7498 | 844476 | 0.094804 | 0.1888
4645 | 127.8397 | 1.5641 | 82.9013 | 1206.3499 | 886417 | 0.094864 | 0.18891
4646 | 126.8706 | 1.3159 | 120.9271 | 1148.1336 | 888197 | 0.13838 | 0.26302
4647 | 134.0371 | 1.1229 | 118.9192 | 1074.3209 | 871920 | 0.13608 | 0.25928
4648 | 133.9982 | 0.95761 | 112.7284 | 966.0666 | 886676 | 0.12899 | 0.24762
4649 | 133.6127 | 1.1229 | 93.1275 | 737.2808 | 858937 | 0.10657 | 0.20952
4650 | 133.6067 | 1.3436 | 85.6343 | 433.7195 | 856490 | 0.097991 | 0.19447
4651 | 131.2086 | 1.7299 | 79.3055 | 165.8103 | 858716 | 0.090749 | 0.18153
4652 | 128.1718 | 1.4406 | 85.3881 | 30.6611 | 842957 | 0.097709 | 0.19397
4653 | 126.9 | 0.95785 | 91.1168 | 13.9362 | 844837 | 0.10426 | 0.20551
4654 | 122.9892 | 0.9441 | 112.5763 | 10.2579 | 883064 | 0.12882 | 0.24733
4655 | 117.1271 | 0.83411 | 146.5564 | 7.0886 | 936823 | 0.1677 | 0.30928
4656 | 110.3968 | 0.64188 | 167.9385 | 3.9758 | 968131 | 0.19217 | 0.34582
4657 | 106.1241 | 0.52147 | 190.915 | 1.4796 | 924762 | 0.21846 | 0.38317
4658 | 101.183 | 0.47739 | 231.7556 | 1.7663 | 786919 | 0.2652 | 0.44507
4659 | 100.3021 | 0.4489 | 255.6531 | 0.5324 | 672361 | 0.29254 | 0.47887
4660 | 98.8423 | 0.40332 | 260.0191 | 0.0496 | 532178 | 0.29754 | 0.48487
4661 | 98.2956 | 0.40334 | 255.8629 | 0.09172 | 606901 | 0.29278 | 0.47916
4662 | 98.2815 | 0.4489 | 244.7246 | 2.6779 | 936122 | 0.28004 | 0.46362
4663 | 101.8361 | 0.65654 | 204.0105 | 58.9139 | 945250 | 0.23345 | 0.40361
4664 | 107.4914 | 0.97525 | 139.1394 | 200.7296 | 909044 | 0.15922 | 0.29618
4665 | 116.628 | 1.3403 | 163.3116 | 432.3226 | 890752 | 0.18688 | 0.33807
4666 | 125.5629 | 1.6598 | 186.0566 | 701.1791 | 839716 | 0.2129 | 0.37543
4667 | 129.5541 | 1.7965 | 165.8644 | 877.0398 | 815771 | 0.1898 | 0.34236
4668 | 134.1691 | 1.8725 | 154.7576 | 1003.9276 | 843014 | 0.17709 | 0.32351
4669 | 131.1472 | 1.6592 | 122.9984 | 1041.8033 | 885867 | 0.14075 | 0.26686
4670 | 131.3546 | 1.4765 | 148.1711 | 902.9907 | 895466 | 0.16955 | 0.3121
4671 | 136.5482 | 1.2331 | 181.8624 | 725.6754 | 884856 | 0.2081 | 0.36868
4672 | 136.7157 | 1.1266 | 149.3923 | 503.8687 | 898659 | 0.17095 | 0.31423
4673 | 135.5637 | 0.79252 | 79.1192 | 331.4222 | 830488 | 0.090536 | 0.18115
4674 | 133.3326 | 1.1876 | 138.3078 | 212.652 | 833403 | 0.15827 | 0.2947
4675 | 128.343 | 1.4463 | 222.1393 | 98.611 | 822886 | 0.25419 | 0.43098
4676 | 124.0436 | 1.5377 | 291.481 | 24.1203 | 861214 | 0.33354 | 0.52655
4677 | 123.182 | 0.95969 | 288.9079 | 16.5769 | 821835 | 0.3306 | 0.52324
4678 | 118.805 | 0.91409 | 229.7901 | 10.5327 | 877566 | 0.26295 | 0.44221
4679 | 114.1933 | 0.86861 | 302.7315 | 5.8237 | 921117 | 0.34641 | 0.54083
4680 | 108.4966 | 0.64135 | 391.7713 | 1.1951 | 986744 | 0.4483 | 0.64359
4681 | 103.2554 | 0.48389 | 404.8694 | 0.2752 | 923771 | 0.46329 | 0.65733
4682 | 99.0347 | 0.4251 | 387.6643 | 0.66584 | 815711 | 0.4436 | 0.63921
4683 | 95.8352 | 0.40782 | 355.776 | 0.52992 | 689918 | 0.40711 | 0.6041
4684 | 94.3696 | 0.40812 | 320.7663 | 0.05208 | 542681 | 0.36705 | 0.56307
4685 | 93.3948 | 0.40387 | 263.4336 | 0.0496 | 619008 | 0.30145 | 0.48952
4686 | 93.2679 | 0.96295 | 218.1883 | 0.57919 | 978073 | 0.24967 | 0.4251
4687 | 94.4505 | 1.9607 | 220.8184 | 22.391 | 1027363 | 0.25268 | 0.42902
4688 | 97.5142 | 1.6549 | 231.5694 | 98.0673 | 931543 | 0.26498 | 0.4448
4689 | 101.6362 | 1.4296 | 271.169 | 257.6076 | 895252 | 0.3103 | 0.49995
4690 | 105.8711 | 1.1719 | 256.1863 | 356.5104 | 890856 | 0.29315 | 0.47961
4691 | 112.4938 | 1.0752 | 199.5596 | 378.7181 | 873125 | 0.22836 | 0.39673
4692 | 115.3637 | 1.0267 | 220.441 | 424.0006 | 823672 | 0.25225 | 0.42846
4693 | 113.1815 | 1.3642 | 250.793 | 474.6514 | 895562 | 0.28698 | 0.47213
4694 | 112.452 | 1.2515 | 340.7423 | 497.6447 | 944932 | 0.38991 | 0.58682
4695 | 114.4406 | 0.86576 | 350.5795 | 425.2401 | 860173 | 0.40117 | 0.59818
4696 | 112.8259 | 0.80158 | 361.908 | 341.3563 | 872129 | 0.41413 | 0.61102
4697 | 111.826 | 0.86576 | 342.9326 | 248.0563 | 858680 | 0.39242 | 0.58937
4698 | 108.2832 | 1.2515 | 348.7991 | 179.4138 | 875384 | 0.39913 | 0.59614
4699 | 106.9894 | 1.6216 | 322.1846 | 85.2074 | 873353 | 0.36868 | 0.56478
4700 | 107.4264 | 1.6378 | 286.9087 | 12.3275 | 858776 | 0.32831 | 0.52065
4701 | 109.1306 | 1.3483 | 334.7228 | 8.0197 | 854520 | 0.38302 | 0.57976
4702 | 107.1039 | 1.0749 | 341.4302 | 3.3993 | 855815 | 0.3907 | 0.58762
4703 | 103.7023 | 0.7538 | 352.6557 | 1.4619 | 895323 | 0.40354 | 0.60056
4704 | 100.4005 | 0.65785 | 350.162 | 0.17392 | 947597 | 0.40069 | 0.59771
4705 | 98.2625 | 0.484 | 371.7858 | 0.02176 | 903832 | 0.42543 | 0.62199
4706 | 94.0175 | 0.42521 | 359.0573 | 0.48804 | 809652 | 0.41087 | 0.60781
4707 | 92.0303 | 0.40812 | 389.4 | 0.49112 | 682563 | 0.44559 | 0.64107
4708 | 90.7849 | 0.40825 | 362.9016 | 0.0128 | 560558 | 0.41527 | 0.61213
4709 | 91.1019 | 0.40406 | 325.7555 | 0 | 616886 | 0.37276 | 0.56908
4710 | 90.7493 | 0.96319 | 284.2484 | 0.48358 | 962827 | 0.32526 | 0.5172
4711 | 92.0654 | 1.9611 | 216.7894 | 29.1832 | 1028165 | 0.24807 | 0.42301
4712 | 92.2448 | 1.6549 | 205.4403 | 117.3681 | 974484 | 0.23508 | 0.40581
4713 | 93.3122 | 1.4289 | 268.8804 | 238.7201 | 956463 | 0.30768 | 0.49688
4714 | 94.8885 | 1.1711 | 268.3304 | 365.043 | 898595 | 0.30705 | 0.49614
4715 | 98.1138 | 1.0744 | 274.6093 | 534.6012 | 867974 | 0.31423 | 0.50453
4716 | 101.0363 | 1.026 | 337.6339 | 663.1452 | 881866 | 0.38635 | 0.58318
4717 | 101.4355 | 1.3635 | 384.2427 | 729.6904 | 879116 | 0.43969 | 0.63554
4718 | 102.2782 | 1.2511 | 415.2501 | 814.3314 | 932106 | 0.47517 | 0.66799
4719 | 103.0131 | 0.86548 | 417.9668 | 784.2203 | 882885 | 0.47828 | 0.67075
4720 | 103.5112 | 0.80135 | 414.4287 | 613.0653 | 874236 | 0.47423 | 0.66715
4721 | 104.6744 | 0.8655 | 345.2989 | 433.3506 | 854316 | 0.39512 | 0.59211
4722 | 104.9195 | 1.2511 | 291.3245 | 266.2288 | 860713 | 0.33336 | 0.52635
4723 | 105.5136 | 1.6211 | 271.9992 | 109.5598 | 833231 | 0.31125 | 0.50105
4724 | 107.0564 | 1.6374 | 220.4733 | 17.132 | 836792 | 0.25229 | 0.42851
4725 | 108.6396 | 1.3481 | 249.4287 | 10.7372 | 840173 | 0.28542 | 0.47023
4726 | 107.2317 | 1.0746 | 269.9285 | 6.5082 | 855422 | 0.30888 | 0.49828
4727 | 104.0657 | 0.75361 | 343.4843 | 3.4878 | 944424 | 0.39305 | 0.59001
4728 | 100.097 | 0.65772 | 359.2932 | 0.9074 | 980749 | 0.41114 | 0.60808
4729 | 95.6826 | 0.48387 | 376.2144 | 0.19176 | 953172 | 0.4305 | 0.62684
4730 | 93.2328 | 0.42513 | 403.9049 | 0.60912 | 808602 | 0.46219 | 0.65633
4731 | 90.5009 | 0.40775 | 397.072 | 0.49448 | 698647 | 0.45437 | 0.64919
4732 | 91.3826 | 0.40783 | 377.3749 | 0.0496 | 590731 | 0.43183 | 0.62811
4733 | 91.4264 | 0.40376 | 390.4669 | 0.02464 | 632497 | 0.44681 | 0.6422
4734 | 93.1953 | 0.96293 | 371.6158 | 1.5776 | 1005225 | 0.42524 | 0.6218
4735 | 95.7585 | 1.9612 | 354.2459 | 53.6167 | 1142398 | 0.40536 | 0.60237
4736 | 101.714 | 1.6552 | 345.6006 | 191.656 | 1113036 | 0.39547 | 0.59246
4737 | 108.4732 | 1.4297 | 312.3117 | 409.5452 | 979100 | 0.35738 | 0.55274
4738 | 122.1609 | 1.1721 | 236.1885 | 525.548 | 881033 | 0.27027 | 0.45147
4739 | 127.7326 | 1.0755 | 230.6687 | 559.8831 | 876240 | 0.26395 | 0.44349
4740 | 131.2986 | 1.0272 | 208.1172 | 629.0158 | 872154 | 0.23815 | 0.40991
4741 | 128.5291 | 1.3649 | 222.7161 | 586.3233 | 850722 | 0.25485 | 0.43183
4742 | 127.5773 | 1.2525 | 268.07 | 521.2916 | 862140 | 0.30675 | 0.49579
4743 | 133.0969 | 0.86646 | 296.5437 | 403.7059 | 851213 | 0.33933 | 0.53301
4744 | 131.8245 | 0.80224 | 240.2326 | 331.5225 | 860491 | 0.2749 | 0.45725
4745 | 131.878 | 0.8665 | 205.3816 | 211.2619 | 883434 | 0.23502 | 0.40572
4746 | 130.5124 | 1.2527 | 185.2882 | 93.6294 | 857609 | 0.21202 | 0.3742
4747 | 126.2268 | 1.6228 | 219.4973 | 43.9245 | 872983 | 0.25117 | 0.42706
4748 | 122.72 | 1.639 | 233.9401 | 8.9049 | 935779 | 0.2677 | 0.44823
4749 | 120.7285 | 1.3498 | 222.309 | 8.7751 | 936080 | 0.25439 | 0.43123
4750 | 116.909 | 1.0762 | 250.8413 | 4.6228 | 996507 | 0.28704 | 0.4722
4751 | 111.2954 | 0.75453 | 245.9856 | 2.6899 | 1070715 | 0.28148 | 0.4654
4752 | 107.1738 | 0.65827 | 276.006 | 0.48612 | 1140897 | 0.31583 | 0.50638
4753 | 104.1119 | 0.48433 | 324.1168 | 0.16896 | 992488 | 0.37089 | 0.56712
4754 | 99.8948 | 0.42544 | 304.8991 | 0.48 | 883711 | 0.3489 | 0.54354
4755 | 98.0515 | 0.4085 | 314.4496 | 0.41824 | 693610 | 0.35982 | 0.55537
4756 | 97.9098 | 0.40852 | 327.4365 | 0.01224 | 563203 | 0.37468 | 0.5711
4757 | 97.2533 | 0.40416 | 323.3899 | 0 | 616040 | 0.37005 | 0.56624
4758 | 99.9876 | 0.96313 | 288.2365 | 1.3805 | 1047047 | 0.32983 | 0.52237
4759 | 102.7733 | 1.9612 | 234.8092 | 34.4901 | 1234111 | 0.26869 | 0.44948
4760 | 107.2967 | 1.6552 | 190.6429 | 128.6111 | 1254698 | 0.21815 | 0.38273
4761 | 115.6248 | 1.4296 | 142.2189 | 231.7756 | 1172578 | 0.16274 | 0.30165
4762 | 123.2464 | 1.1718 | 143.8113 | 314.6414 | 1020964 | 0.16456 | 0.30446
4763 | 127.5146 | 1.0751 | 107.9203 | 412.8072 | 957213 | 0.12349 | 0.23844
4764 | 130.3667 | 1.0267 | 120.1143 | 467.8916 | 939530 | 0.13745 | 0.26151
4765 | 126.5567 | 1.3641 | 137.3836 | 548.8979 | 878063 | 0.15721 | 0.29304
4766 | 126.8064 | 1.2515 | 177.0594 | 556.3161 | 896589 | 0.20261 | 0.36088
4767 | 133.8212 | 0.86579 | 122.3786 | 592.6057 | 908253 | 0.14004 | 0.26572
4768 | 133.4745 | 0.80158 | 108.7045 | 581.4168 | 926067 | 0.12439 | 0.23994
4769 | 133.7603 | 0.86584 | 96.9416 | 456.7706 | 912006 | 0.11093 | 0.21708
4770 | 131.8574 | 1.2515 | 77.7421 | 276.8583 | 865045 | 0.08896 | 0.1783
4771 | 129.6371 | 1.6216 | 48.8736 | 111.3533 | 904010 | 0.055926 | 0.11633
4772 | 126.4044 | 1.6378 | 55.8303 | 20.9324 | 943820 | 0.063887 | 0.13169
4773 | 125.0069 | 1.3483 | 52.2186 | 10.7093 | 942681 | 0.059754 | 0.12375
4774 | 121.8207 | 1.0748 | 35.9307 | 4.713 | 1026885 | 0.041115 | 0.086996
4775 | 115.3854 | 0.75363 | 34.3572 | 2.2184 | 1143950 | 0.039315 | 0.083361
4776 | 110.5573 | 0.65767 | 33.9959 | 0.98628 | 1120547 | 0.038901 | 0.082524
4777 | 106.1754 | 0.48395 | 25.3367 | 0.5014 | 1032308 | 0.028993 | 0.062223
4778 | 102.3194 | 0.42495 | 17.5751 | 0.67608 | 850617 | 0.020111 | 0.043619
4779 | 100.6188 | 0.40745 | 12.4521 | 0.45568 | 672803 | 0.014249 | 0.031122
4780 | 99.965 | 0.40747 | 37.3717 | 0.01152 | 546989 | 0.042764 | 0.090311
4781 | 100.3984 | 0.40352 | 63.0226 | 0 | 627549 | 0.072117 | 0.14728
4782 | 100.7508 | 0.9624 | 84.3404 | 1.3358 | 990489 | 0.096511 | 0.19184
4783 | 102.895 | 1.9597 | 86.4093 | 52.8477 | 987237 | 0.098878 | 0.19604
4784 | 109.7258 | 1.6538 | 53.1145 | 185.3728 | 997182 | 0.060779 | 0.12572
4785 | 116.5498 | 1.4284 | 21.9605 | 351.1228 | 948396 | 0.025129 | 0.054179
4786 | 124.2911 | 1.171 | 16.3623 | 621.9552 | 892278 | 0.018723 | 0.040677
4787 | 129.1715 | 1.0744 | 7.885 | 840.0418 | 859485 | 0.0090228 | 0.019832
4788 | 131.9702 | 1.0262 | 6.207 | 1014.3598 | 897657 | 0.0071027 | 0.015648
4789 | 129.7219 | 1.3637 | 7.2846 | 1058.9123 | 881955 | 0.0083358 | 0.018337
4790 | 129.7817 | 1.251 | 39.4053 | 1098.8732 | 894873 | 0.045091 | 0.094969
4791 | 136.1005 | 0.86552 | 29.2711 | 1024.1347 | 900587 | 0.033495 | 0.071506
4792 | 136.7026 | 0.80137 | 23.7032 | 897.2181 | 871627 | 0.027123 | 0.05834
4793 | 136.4961 | 0.8655 | 19.5872 | 672.1709 | 874767 | 0.022414 | 0.04848
4794 | 136.1656 | 1.2511 | 10.362 | 379.765 | 906262 | 0.011857 | 0.025973
4795 | 131.6604 | 1.621 | 7.0429 | 146.173 | 870198 | 0.0080592 | 0.017735
4796 | 128.9205 | 1.6372 | 13.1507 | 25.4705 | 832516 | 0.015048 | 0.032837
4797 | 127.9348 | 1.3478 | 25.5724 | 17.0021 | 846106 | 0.029262 | 0.062782
4798 | 124.0255 | 1.0743 | 42.7203 | 11.1767 | 902797 | 0.048885 | 0.10251
4799 | 118.3033 | 0.75335 | 60.3163 | 6.7673 | 940543 | 0.06902 | 0.14145
4800 | 112.5911 | 0.65745 | 36.5594 | 2.5553 | 943380 | 0.041835 | 0.088444
4801 | 106.7476 | 0.47926 | 20.8893 | 0.76996 | 952378 | 0.023904 | 0.051611
4802 | 103.5947 | 0.49263 | 17.3287 | 1.0586 | 845738 | 0.019829 | 0.043022
4803 | 102.9217 | 0.44083 | 22.7904 | 0.66796 | 703352 | 0.026079 | 0.056163
4804 | 100.84 | 0.40233 | 28.5905 | 0.06096 | 546651 | 0.032716 | 0.069907
4805 | 99.981 | 0.40237 | 40.1526 | 0.04872 | 626278 | 0.045947 | 0.096674
4806 | 100.8321 | 0.51937 | 60.1617 | 1.5821 | 973857 | 0.068843 | 0.14111
4807 | 103.9034 | 0.80624 | 85.7625 | 63.5397 | 1038571 | 0.098138 | 0.19473
4808 | 110.3337 | 1.1229 | 93.1518 | 244.202 | 994995 | 0.10659 | 0.20957
4809 | 117.2792 | 1.6052 | 94.5084 | 501.5074 | 925070 | 0.10815 | 0.21227
4810 | 126.8829 | 1.5911 | 79.0056 | 803.5169 | 870806 | 0.090406 | 0.18091
4811 | 131.6531 | 1.4671 | 48.8525 | 985.3545 | 871314 | 0.055902 | 0.11628
4812 | 135.0112 | 1.5497 | 41.7952 | 1081.5368 | 872812 | 0.047826 | 0.10041
4813 | 133.0117 | 1.5634 | 29.4678 | 1091.3031 | 901363 | 0.03372 | 0.071967
4814 | 133.0693 | 1.3153 | 69.023 | 1064.1834 | 908188 | 0.078983 | 0.16007
4815 | 138.8874 | 1.1224 | 72.148 | 1012.9297 | 895067 | 0.082559 | 0.16665
4816 | 139.2589 | 0.95716 | 51.2947 | 874.4454 | 865910 | 0.058696 | 0.12171
4817 | 139.939 | 1.1224 | 38.4861 | 670.9 | 859445 | 0.04404 | 0.092867
4818 | 139.2415 | 1.3429 | 56.5001 | 394.3641 | 856228 | 0.064653 | 0.13315
4819 | 136.9459 | 1.7289 | 95.824 | 152.283 | 843336 | 0.10965 | 0.21487
4820 | 135.186 | 1.4396 | 101.9303 | 28.6917 | 843265 | 0.11664 | 0.22686
4821 | 134.1619 | 0.9574 | 117.708 | 17.6877 | 852269 | 0.13469 | 0.25701
4822 | 129.9827 | 0.94352 | 148.9871 | 11.1387 | 881402 | 0.17049 | 0.31353
4823 | 122.579 | 0.83353 | 189.7055 | 7.4389 | 975066 | 0.21708 | 0.38125
4824 | 116.5221 | 0.6415 | 237.0791 | 2.3384 | 974658 | 0.27129 | 0.45275
4825 | 110.395 | 0.52121 | 271.7959 | 0.20488 | 933459 | 0.31102 | 0.50078
4826 | 104.6846 | 0.47714 | 305.9207 | 0.62688 | 829581 | 0.35006 | 0.54482
4827 | 103.0669 | 0.44864 | 294.546 | 0.5072 | 707623 | 0.33705 | 0.53047
4828 | 101.9054 | 0.40285 | 300.1731 | 0.0496 | 552760 | 0.34349 | 0.53761
4829 | 100.3716 | 0.40286 | 299.9695 | 0.0496 | 614662 | 0.34325 | 0.53735
4830 | 101.524 | 0.44864 | 307.842 | 1.3166 | 977234 | 0.35226 | 0.54721
4831 | 103.7568 | 0.65634 | 317.4329 | 64.9511 | 1031729 | 0.36324 | 0.55902
4832 | 110.9696 | 0.97479 | 300.8801 | 249.0464 | 989526 | 0.3443 | 0.5385
4833 | 118.5991 | 1.3395 | 294.7633 | 480.9774 | 917686 | 0.3373 | 0.53075
4834 | 129.9846 | 1.6587 | 278.8463 | 698.0125 | 889357 | 0.31908 | 0.51013
4835 | 134.3301 | 1.7956 | 271.5507 | 869.4253 | 863776 | 0.31073 | 0.50046
4836 | 137.6843 | 1.8714 | 271.1446 | 987.2796 | 843931 | 0.31027 | 0.49991
4837 | 134.8824 | 1.6582 | 241.3824 | 1025.6157 | 910482 | 0.27621 | 0.45889
4838 | 134.6503 | 1.4757 | 295.9592 | 1011.1849 | 898200 | 0.33867 | 0.53227
4839 | 139.1882 | 1.2324 | 304.1747 | 940.0145 | 910840 | 0.34807 | 0.54264
4840 | 138.6636 | 1.1262 | 277.638 | 781.7602 | 868950 | 0.3177 | 0.50854
4841 | 139.9297 | 0.79218 | 243.3107 | 598.111 | 832839 | 0.27842 | 0.46162
4842 | 139.1272 | 1.1872 | 144.2478 | 344.8316 | 831553 | 0.16506 | 0.30523
4843 | 137.3725 | 1.4459 | 129.1619 | 123.2215 | 846395 | 0.1478 | 0.27819
4844 | 135.1977 | 1.5373 | 107.297 | 24.8063 | 846482 | 0.12278 | 0.23724
4845 | 133.4305 | 0.95943 | 81.9769 | 16.1818 | 838127 | 0.093806 | 0.18702
4846 | 129.8468 | 0.91353 | 78.3464 | 14.3077 | 885401 | 0.089652 | 0.17955
4847 | 123.3356 | 0.86808 | 70.656 | 7.6306 | 926529 | 0.080851 | 0.16351
4848 | 117.6499 | 0.6409 | 57.2045 | 1.4919 | 1000353 | 0.065459 | 0.13469
4849 | 110.7589 | 0.4835 | 49.4346 | 0.33284 | 941094 | 0.056568 | 0.11758
4850 | 102.9483 | 0.42461 | 38.8899 | 0.83352 | 830309 | 0.044502 | 0.093791
4851 | 100.4085 | 0.40659 | 42.8957 | 0.61832 | 698640 | 0.049085 | 0.10291
4852 | 98.6578 | 0.40674 | 41.3805 | 0.0496 | 557195 | 0.047352 | 0.099469
4853 | 97.7325 | 0.40304 | 36.8682 | 0.06632 | 615447 | 0.042188 | 0.089154
4854 | 97.1912 | 0.96192 | 36.8444 | 1.4441 | 976155 | 0.042161 | 0.0891
4855 | 98.3065 | 1.9594 | 33.3716 | 55.7133 | 1051476 | 0.038187 | 0.081076
4856 | 100.3335 | 1.6535 | 30.9946 | 204.3393 | 973475 | 0.035467 | 0.075541
4857 | 105.7809 | 1.4281 | 28.5959 | 410.3282 | 936100 | 0.032722 | 0.06992
4858 | 114.3957 | 1.1707 | 40.4527 | 636.0056 | 904664 | 0.04629 | 0.097358
4859 | 119.5817 | 1.0742 | 46.5479 | 776.0052 | 896062 | 0.053265 | 0.11113
4860 | 122.9709 | 1.0259 | 53.1359 | 857.4765 | 877839 | 0.060803 | 0.12577
4861 | 122.2174 | 1.3632 | 60.3415 | 907.0859 | 913297 | 0.069049 | 0.1415
4862 | 121.4574 | 1.2507 | 105.3833 | 862.888 | 915057 | 0.12059 | 0.23355
4863 | 124.3295 | 0.86524 | 111.193 | 790.3902 | 884729 | 0.12724 | 0.2447
4864 | 123.196 | 0.8011 | 106.1343 | 684.3261 | 858119 | 0.12145 | 0.235
4865 | 122.9117 | 0.86524 | 74.1226 | 493.0621 | 875052 | 0.084818 | 0.17078
4866 | 119.7836 | 1.2507 | 44.6214 | 299.3499 | 869070 | 0.05106 | 0.1068
4867 | 118.1402 | 1.6205 | 28.8706 | 123.5126 | 852344 | 0.033037 | 0.070565
4868 | 117.9123 | 1.6367 | 34.8653 | 23.6095 | 868708 | 0.039896 | 0.084536
4869 | 117.9591 | 1.3475 | 59.8121 | 15.6016 | 872822 | 0.068443 | 0.14035
4870 | 116.7249 | 1.0738 | 81.9822 | 11.4679 | 898421 | 0.093812 | 0.18703
4871 | 112.0751 | 0.75306 | 108.8327 | 5.5388 | 975883 | 0.12454 | 0.24019
4872 | 106.9317 | 0.65721 | 151.8796 | 1.1242 | 979327 | 0.1738 | 0.31855
4873 | 102.1639 | 0.48351 | 182.2716 | 0.21732 | 894660 | 0.20857 | 0.36934
4874 | 98.223 | 0.42462 | 197.8506 | 0.6132 | 817243 | 0.2264 | 0.39407
4875 | 95.5967 | 0.40654 | 205.7425 | 0.496 | 688252 | 0.23543 | 0.40627
4876 | 96.0803 | 0.40665 | 172.4802 | 0.04872 | 562296 | 0.19737 | 0.35336
4877 | 94.8779 | 0.40311 | 183.0042 | 0.04232 | 629667 | 0.20941 | 0.37052
4878 | 93.9147 | 0.9621 | 244.328 | 0.86394 | 982077 | 0.27958 | 0.46306
4879 | 95.2026 | 1.9597 | 249.0924 | 39.2617 | 1054138 | 0.28504 | 0.46976
4880 | 98.8896 | 1.6536 | 224.1515 | 152.8049 | 989869 | 0.2565 | 0.43395
4881 | 97.9322 | 1.4281 | 243.5594 | 281.3578 | 962533 | 0.2787 | 0.46198
4882 | 101.4924 | 1.1706 | 277.9449 | 376.1413 | 919933 | 0.31805 | 0.50894
4883 | 104.9338 | 1.074 | 287.9481 | 421.5973 | 878177 | 0.3295 | 0.522
4884 | 107.7543 | 1.0257 | 270.8438 | 500.559 | 877447 | 0.30993 | 0.49951
4885 | 107.2381 | 1.3629 | 252.7095 | 521.0815 | 872790 | 0.28917 | 0.4748
4886 | 108.5262 | 1.2503 | 271.4193 | 485.0238 | 889780 | 0.31058 | 0.50028
4887 | 109.7354 | 0.86497 | 260.4617 | 443.4362 | 884553 | 0.29805 | 0.48548
4888 | 108.5663 | 0.80086 | 207.6019 | 413.2981 | 902470 | 0.23756 | 0.40912
4889 | 108.7714 | 0.86501 | 134.8964 | 322.8533 | 863341 | 0.15436 | 0.28858
4890 | 109.0956 | 1.2504 | 100.9312 | 199.0977 | 853373 | 0.1155 | 0.22491
4891 | 110.4229 | 1.6203 | 114.6655 | 77.8779 | 852787 | 0.13121 | 0.25128
4892 | 112.7487 | 1.6366 | 94.7306 | 11.3377 | 903252 | 0.1084 | 0.21271
4893 | 114.488 | 1.3473 | 103.9783 | 7.0569 | 854550 | 0.11898 | 0.23084
4894 | 112.2112 | 1.0734 | 130.6754 | 1.6833 | 895706 | 0.14953 | 0.28095
4895 | 108.0241 | 0.75279 | 145.6045 | 0.99336 | 942594 | 0.16661 | 0.30761
4896 | 103.8607 | 0.65697 | 162.7522 | 0.2508 | 969609 | 0.18624 | 0.33712
4897 | 99.4013 | 0.48327 | 157.9401 | 0.1878 | 912888 | 0.18073 | 0.32896
4898 | 97.5597 | 0.4243 | 149.9242 | 0.29856 | 793973 | 0.17156 | 0.31516
4899 | 94.7392 | 0.40564 | 143.7604 | 0.0452 | 663113 | 0.1645 | 0.30437
4900 | 93.2212 | 0.40561 | 133.1995 | 0 | 579198 | 0.15242 | 0.28552
4901 | 94.5959 | 0.40245 | 125.4579 | 0 | 641537 | 0.14356 | 0.2714
4902 | 95.9345 | 0.96126 | 116.8734 | 0.42133 | 983176 | 0.13374 | 0.25544
4903 | 98.9263 | 1.9587 | 94.706 | 33.189 | 1098525 | 0.10837 | 0.21266
4904 | 106.1 | 1.6529 | 77.1957 | 145.3148 | 1068658 | 0.088335 | 0.17717
4905 | 116.3887 | 1.4276 | 68.159 | 308.9992 | 984670 | 0.077994 | 0.15824
4906 | 126.2734 | 1.1703 | 60.2003 | 511.7813 | 893109 | 0.068887 | 0.14119
4907 | 132.2338 | 1.0739 | 43.1218 | 668.4898 | 881691 | 0.049344 | 0.10342
4908 | 135.7095 | 1.0257 | 47.8592 | 715.7984 | 854378 | 0.054765 | 0.11407
4909 | 132.2261 | 1.3627 | 65.8525 | 713.7597 | 837381 | 0.075355 | 0.15333
4910 | 131.2351 | 1.25 | 120.2556 | 609.9322 | 841176 | 0.13761 | 0.26177
4911 | 135.7535 | 0.86473 | 130.9881 | 499.5184 | 850321 | 0.14989 | 0.28151
4912 | 133.4358 | 0.80056 | 109.5401 | 397.7202 | 848161 | 0.12535 | 0.24154
4913 | 132.6857 | 0.86464 | 67.6056 | 300.6649 | 867149 | 0.077361 | 0.15706
4914 | 131.6466 | 1.2499 | 37.1484 | 198.526 | 835517 | 0.042509 | 0.089799
4915 | 130.516 | 1.6195 | 37.6474 | 89.8226 | 826939 | 0.04308 | 0.090944
4916 | 127.9797 | 1.6357 | 39.3298 | 14.3123 | 853224 | 0.045005 | 0.094797
4917 | 127.9548 | 1.3467 | 46.4987 | 9.5544 | 827326 | 0.053208 | 0.11102
4918 | 122.8978 | 1.0728 | 47.4 | 5.6661 | 984200 | 0.05424 | 0.11304
4919 | 118.216 | 0.75245 | 48.2281 | 2.1994 | 992426 | 0.055187 | 0.11489
4920 | 112.554 | 0.65673 | 46.8089 | 0.55296 | 995834 | 0.053563 | 0.11172
4921 | 107.4856 | 0.48318 | 33.7531 | 0.17904 | 957900 | 0.038624 | 0.081961
4922 | 103.9235 | 0.4243 | 30.7423 | 0.6324 | 832284 | 0.035178 | 0.074951
4923 | 101.4351 | 0.40574 | 37.0986 | 0.31544 | 682490 | 0.042452 | 0.089684
4924 | 101.1387 | 0.40592 | 32.0869 | 0.02928 | 567093 | 0.036717 | 0.078089
4925 | 101.1384 | 0.40273 | 31.5742 | 0 | 609738 | 0.03613 | 0.076894
4926 | 101.9848 | 0.96175 | 40.9258 | 0.4915 | 1019930 | 0.046831 | 0.098435
4927 | 103.9354 | 1.9594 | 47.5789 | 25.9869 | 1193032 | 0.054444 | 0.11344
4928 | 107.7104 | 1.6533 | 69.2213 | 118.3245 | 1276669 | 0.07921 | 0.16048
4929 | 116.784 | 1.4279 | 93.2119 | 285.6326 | 1106370 | 0.10666 | 0.20969
4930 | 126.5611 | 1.1704 | 97.5825 | 498.1672 | 1024543 | 0.11166 | 0.21834
4931 | 132.1733 | 1.0738 | 90.8227 | 640.6667 | 966436 | 0.10393 | 0.20492
4932 | 135.1776 | 1.0254 | 100.6558 | 765.3322 | 914408 | 0.11518 | 0.22437
4933 | 132.0512 | 1.3625 | 92.5593 | 871.8737 | 909800 | 0.10592 | 0.20839
4934 | 130.8723 | 1.25 | 146.6402 | 904.4448 | 916531 | 0.1678 | 0.30943
4935 | 137.662 | 0.86475 | 160.2668 | 855.3143 | 916921 | 0.18339 | 0.33292
4936 | 137.2402 | 0.80065 | 162.294 | 758.487 | 905242 | 0.18571 | 0.33635
4937 | 136.2729 | 0.86478 | 132.4782 | 577.1575 | 882970 | 0.15159 | 0.28422
4938 | 135.4672 | 1.2501 | 98.4453 | 336.6201 | 886683 | 0.11265 | 0.22004
4939 | 132.3866 | 1.6198 | 85.7204 | 118.7792 | 853192 | 0.09809 | 0.19464
4940 | 129.4711 | 1.6362 | 96.2903 | 23.2073 | 936647 | 0.11018 | 0.21579
4941 | 127.7729 | 1.347 | 114.4551 | 14.2153 | 906743 | 0.13097 | 0.25089
4942 | 123.8639 | 1.0731 | 123.4624 | 9.7376 | 1015656 | 0.14128 | 0.26772
4943 | 116.8702 | 0.75266 | 120.235 | 5.7836 | 1085218 | 0.13758 | 0.26173
4944 | 111.7685 | 0.6569 | 124.3434 | 0.56826 | 1101239 | 0.14229 | 0.26935
4945 | 106.271 | 0.48324 | 162.6102 | 0.1788 | 996709 | 0.18607 | 0.33688
4946 | 102.3834 | 0.42427 | 204.7411 | 0.61848 | 841706 | 0.23428 | 0.40474
4947 | 101.274 | 0.40556 | 218.5373 | 0.4748 | 648256 | 0.25007 | 0.42563
4948 | 100.6025 | 0.4056 | 221.9791 | 0.2008 | 536144 | 0.25401 | 0.43074
4949 | 99.7553 | 0.40248 | 247.1728 | 0.0576 | 617839 | 0.28284 | 0.46707
4950 | 100.7101 | 0.9614 | 233.3 | 0.84986 | 971342 | 0.26696 | 0.4473
4951 | 103.4823 | 1.9591 | 236.0304 | 53.1611 | 1001085 | 0.27009 | 0.45124
4952 | 107.6242 | 1.6532 | 221.6711 | 242.1941 | 942239 | 0.25366 | 0.43028
4953 | 113.1157 | 1.4279 | 231.7008 | 517.832 | 930964 | 0.26513 | 0.44499
4954 | 121.5165 | 1.1706 | 230.0771 | 783.374 | 879297 | 0.26328 | 0.44263
4955 | 125.5593 | 1.0741 | 197.9836 | 943.4057 | 886198 | 0.22655 | 0.39428
4956 | 129.1423 | 1.0258 | 164.5971 | 1052.9897 | 882253 | 0.18835 | 0.34023
4957 | 125.6157 | 1.3631 | 144.6109 | 1103.9002 | 911355 | 0.16548 | 0.30587
4958 | 125.1244 | 1.2505 | 186.8658 | 1092.2793 | 877423 | 0.21383 | 0.37672
4959 | 133.0407 | 0.8652 | 177.6291 | 994.0002 | 909789 | 0.20326 | 0.36181
4960 | 132.8961 | 0.80103 | 145.9485 | 886.2284 | 924092 | 0.16701 | 0.30822
4961 | 133.3817 | 0.86514 | 95.6645 | 684.3366 | 895826 | 0.10947 | 0.21456
4962 | 131.9054 | 1.2505 | 76.9354 | 395.5868 | 929011 | 0.088037 | 0.17663
4963 | 127.7316 | 1.6203 | 79.2756 | 136.1362 | 898294 | 0.090715 | 0.18147
4964 | 124.4117 | 1.6365 | 95.2724 | 24.1615 | 862594 | 0.10902 | 0.21378
4965 | 123.5794 | 1.3473 | 87.8845 | 17.6353 | 879692 | 0.10057 | 0.19902
4966 | 119.6293 | 1.0735 | 79.7549 | 13.8295 | 936630 | 0.091263 | 0.18246
4967 | 113.9714 | 0.75289 | 75.8969 | 8.4364 | 939463 | 0.086849 | 0.17448
4968 | 109.0505 | 0.65711 | 73.783 | 2.1899 | 949585 | 0.08443 | 0.17007
4969 | 104.3859 | 0.47899 | 84.8372 | 0.25848 | 923007 | 0.097079 | 0.19285
4970 | 100.9157 | 0.49228 | 84.7707 | 0.635 | 852237 | 0.097003 | 0.19271
4971 | 99.0797 | 0.44056 | 76.0278 | 0.50284 | 696842 | 0.086998 | 0.17475
4972 | 98.83 | 0.40177 | 61.3689 | 0.04952 | 550097 | 0.070224 | 0.14372
4973 | 99.2085 | 0.40184 | 46.7112 | 0.0496 | 619124 | 0.053452 | 0.1115
4974 | 99.3988 | 0.51912 | 25.2383 | 1.6758 | 973552 | 0.02888 | 0.06199
4975 | 102.5745 | 0.80613 | 31.6982 | 73.7692 | 1061036 | 0.036272 | 0.077183
4976 | 107.2291 | 1.1226 | 30.947 | 323.0608 | 984382 | 0.035413 | 0.07543
4977 | 112.2071 | 1.6047 | 29.4199 | 645.147 | 920958 | 0.033665 | 0.071855
4978 | 117.517 | 1.5906 | 30.3004 | 891.1302 | 907278 | 0.034673 | 0.073918
4979 | 121.8098 | 1.4664 | 33.0798 | 1018.4207 | 883006 | 0.037853 | 0.080398
4980 | 126.046 | 1.5488 | 34.0072 | 1099.7352 | 858483 | 0.038914 | 0.08255
4981 | 123.2457 | 1.5624 | 26.3786 | 1143.3444 | 850060 | 0.030185 | 0.064691
4982 | 122.6143 | 1.3144 | 70.7994 | 1123.8343 | 904498 | 0.081016 | 0.16381
4983 | 129.3221 | 1.1217 | 65.7092 | 1031.8086 | 842783 | 0.075191 | 0.15303
4984 | 129.4503 | 0.95656 | 37.7981 | 852.7227 | 876581 | 0.043252 | 0.09129
4985 | 130.0146 | 1.1217 | 15.8597 | 620.6792 | 847076 | 0.018148 | 0.039454
4986 | 129.1395 | 1.342 | 10.0791 | 350.8465 | 834238 | 0.011533 | 0.025274
4987 | 126.2552 | 1.7278 | 8.7855 | 117.7227 | 858816 | 0.010053 | 0.022069
4988 | 124.7588 | 1.4387 | 13.3205 | 18.5515 | 828612 | 0.015243 | 0.033253
4989 | 121.8541 | 0.95698 | 14.3784 | 12.5705 | 849368 | 0.016453 | 0.035842
4990 | 118.441 | 0.94286 | 9.8548 | 10.0184 | 875016 | 0.011277 | 0.024719
4991 | 112.9236 | 0.8331 | 13.6305 | 6.8026 | 923216 | 0.015597 | 0.034012
4992 | 107.38 | 0.64129 | 28.4822 | 2.5979 | 936281 | 0.032592 | 0.069652
4993 | 105.3754 | 0.5211 | 40.5005 | 0.4876 | 890437 | 0.046345 | 0.097467
4994 | 101.0206 | 0.4771 | 39.7985 | 0.78336 | 815174 | 0.045541 | 0.095867
4995 | 99.3927 | 0.44863 | 33.5787 | 0.52432 | 687141 | 0.038424 | 0.081557
4996 | 98.1408 | 0.40283 | 34.3686 | 0.05752 | 545206 | 0.039328 | 0.083387
4997 | 98.7056 | 0.40291 | 65.7856 | 0.04912 | 602863 | 0.075278 | 0.15319
4998 | 98.8705 | 0.44873 | 85.7256 | 1.218 | 958770 | 0.098096 | 0.19465
4999 | 100.6688 | 0.65652 | 108.3762 | 51.561 | 977251 | 0.12401 | 0.23931
5000 | 105.4009 | 0.97511 | 110.8595 | 221.3248 | 939224 | 0.12686 | 0.24406
5001 | 111.7906 | 1.34 | 85.1834 | 448.3499 | 886080 | 0.097475 | 0.19355
5002 | 118.3612 | 1.6593 | 68.4492 | 641.6861 | 888028 | 0.078326 | 0.15885
5003 | 122.9277 | 1.7959 | 38.9096 | 768.9693 | 878870 | 0.044524 | 0.093836
5004 | 126.5392 | 1.8716 | 32.4134 | 820.3389 | 885232 | 0.037091 | 0.078849
5005 | 123.1497 | 1.6584 | 19.6805 | 806.5002 | 880527 | 0.02252 | 0.048705
5006 | 122.856 | 1.4758 | 45.0873 | 758.1507 | 883838 | 0.051593 | 0.10785
5007 | 128.3168 | 1.2325 | 30.4795 | 664.4248 | 874268 | 0.034878 | 0.074337
5008 | 127.7435 | 1.1261 | 17.1615 | 519.4538 | 871252 | 0.019638 | 0.042617
5009 | 127.5599 | 0.79208 | 11.2793 | 377.0135 | 890487 | 0.012907 | 0.028237
5010 | 126.1475 | 1.187 | 13.9933 | 223.7475 | 871693 | 0.016012 | 0.0349
5011 | 122.706 | 1.4458 | 11.8691 | 89.4283 | 872356 | 0.013582 | 0.029689
5012 | 120.5763 | 1.5373 | 11.7168 | 14.3451 | 861625 | 0.013407 | 0.029314
5013 | 119.0759 | 0.95947 | 11.7841 | 10.922 | 853502 | 0.013484 | 0.02948
5014 | 114.8799 | 0.9136 | 15.9749 | 9.525 | 894921 | 0.01828 | 0.039735
5015 | 110.741 | 0.86819 | 20.4473 | 5.2177 | 913156 | 0.023398 | 0.050549
5016 | 106.1926 | 0.64107 | 17.7554 | 1.3557 | 986032 | 0.020317 | 0.044056
5017 | 103.0205 | 0.48366 | 17.4479 | 0.19524 | 972292 | 0.019966 | 0.043311
5018 | 98.674 | 0.42477 | 18.0983 | 0.61056 | 825581 | 0.02071 | 0.044886
5019 | 96.9408 | 0.4069 | 25.1599 | 0.49496 | 699361 | 0.02879 | 0.061804
5020 | 97.5576 | 0.40697 | 30.3155 | 0.0496 | 565568 | 0.03469 | 0.073953
5021 | 96.2919 | 0.40331 | 38.62 | 0.04952 | 626696 | 0.044193 | 0.093173
5022 | 96.4604 | 0.96236 | 36.4912 | 0.15725 | 991756 | 0.041757 | 0.088287
5023 | 96.9665 | 1.9601 | 34.3573 | 25.1193 | 1069835 | 0.039315 | 0.083361
5024 | 99.0941 | 1.6539 | 30.0479 | 141.0839 | 984340 | 0.034384 | 0.073327
5025 | 99.223 | 1.4284 | 29.6367 | 301.1692 | 910402 | 0.033913 | 0.072363
5026 | 101.5555 | 1.1709 | 28.8556 | 455.0951 | 868365 | 0.033019 | 0.07053
5027 | 105.7964 | 1.0743 | 37.766 | 549.6552 | 853500 | 0.043216 | 0.091217
5028 | 108.1096 | 1.0259 | 43.8143 | 660.3928 | 888904 | 0.050137 | 0.10498
5029 | 108.249 | 1.3633 | 34.9071 | 726.1737 | 897332 | 0.039944 | 0.084633
5030 | 107.0078 | 1.2507 | 60.8562 | 715.9636 | 904551 | 0.069638 | 0.14261
5031 | 109.1775 | 0.86524 | 64.0908 | 653.631 | 845855 | 0.073339 | 0.14957
5032 | 107.8647 | 0.8011 | 59.2963 | 538.3202 | 854593 | 0.067853 | 0.13924
5033 | 107.0039 | 0.86524 | 43.823 | 399.7596 | 860434 | 0.050147 | 0.105
5034 | 105.8274 | 1.2507 | 31.4805 | 222.5243 | 853274 | 0.036023 | 0.076675
5035 | 104.9522 | 1.6206 | 36.6048 | 81.0179 | 865709 | 0.041887 | 0.088549
5036 | 105.0404 | 1.6369 | 52.3497 | 14.6477 | 859584 | 0.059904 | 0.12404
5037 | 105.9199 | 1.3476 | 58.1301 | 8.8266 | 864190 | 0.066518 | 0.1367
5038 | 103.2123 | 1.074 | 53.3891 | 4.1113 | 906549 | 0.061093 | 0.12633
5039 | 101.0666 | 0.75327 | 40.8241 | 2.2552 | 963954 | 0.046715 | 0.098204
5040 | 97.5351 | 0.65745 | 39.0842 | 0.4684 | 987366 | 0.044724 | 0.094235
5041 | 94.9066 | 0.48371 | 34.4819 | 0.24096 | 901294 | 0.039457 | 0.083649
5042 | 89.833 | 0.4249 | 24.4249 | 0.61104 | 831913 | 0.027949 | 0.060058
5043 | 87.9147 | 0.40729 | 27.1889 | 0.47576 | 711397 | 0.031112 | 0.066605
5044 | 88.2004 | 0.40747 | 21.7928 | 0.0496 | 565229 | 0.024937 | 0.053777
5045 | 86.8328 | 0.40365 | 24.4803 | 0.04952 | 623075 | 0.028013 | 0.06019
5046 | 87.1713 | 0.96283 | 28.126 | 0.46056 | 984651 | 0.032185 | 0.068814
5047 | 87.9168 | 1.9606 | 31.2519 | 29.9912 | 1054646 | 0.035762 | 0.076142
5048 | 90.066 | 1.6544 | 44.14 | 143.6798 | 907107 | 0.050509 | 0.10572
5049 | 89.7609 | 1.4288 | 51.3661 | 358.9466 | 860410 | 0.058778 | 0.12186
5050 | 91.9664 | 1.1711 | 55.5266 | 564.292 | 901677 | 0.063539 | 0.13102
5051 | 93.965 | 1.0745 | 95.0863 | 695.921 | 830937 | 0.10881 | 0.21341
5052 | 97.0075 | 1.0261 | 104.0743 | 773.1892 | 828597 | 0.11909 | 0.23102
5053 | 97.1146 | 1.3634 | 93.3276 | 802.5754 | 821564 | 0.10679 | 0.20992
5054 | 98.9133 | 1.2508 | 125.3319 | 845.0859 | 842076 | 0.14342 | 0.27117
5055 | 99.7058 | 0.86527 | 128.307 | 847.4269 | 845111 | 0.14682 | 0.27663
5056 | 100.4702 | 0.80112 | 83.9971 | 758.3728 | 855480 | 0.096118 | 0.19114
5057 | 101.6108 | 0.86528 | 54.2569 | 577.9249 | 859172 | 0.062086 | 0.12824
5058 | 102.7605 | 1.2508 | 35.6269 | 315.711 | 885061 | 0.040768 | 0.086295
5059 | 104.1344 | 1.6208 | 27.8718 | 109.8694 | 839568 | 0.031894 | 0.068216
5060 | 104.9601 | 1.6371 | 22.7182 | 18.2272 | 874715 | 0.025996 | 0.055991
5061 | 106.8761 | 1.3478 | 20.5934 | 12.6576 | 854036 | 0.023565 | 0.050901
5062 | 105.0351 | 1.0742 | 13.4401 | 7.5576 | 872961 | 0.015379 | 0.033546
5063 | 100.8856 | 0.75332 | 12.9324 | 3.5429 | 391463 | 0.014799 | 0.032301
5064 | 98.5034 | 0.65746 | 24.0922 | 0.35774 | 475282 | 0.027569 | 0.059267
5065 | 92.672 | 0.48367 | 22.7968 | 0.07516 | 90846 | 0.026086 | 0.056178
5066 | 90.5609 | 0.4248 | 34.9517 | 0.49808 | 43871 | 0.039995 | 0.084736
5067 | 89.8163 | 0.40696 | 48.2344 | 0.49344 | 40026 | 0.055195 | 0.1149
5068 | 89.4391 | 0.40704 | 38.2643 | 0.0496 | 211846 | 0.043786 | 0.092359
5069 | 89.1721 | 0.40335 | 47.4046 | 0.0496 | 261095 | 0.054245 | 0.11305
5070 | 89.0773 | 0.96238 | 41.7744 | 0.6612 | 361750 | 0.047802 | 0.10036
5071 | 92.2455 | 1.9599 | 35.0704 | 33.0599 | 453369 | 0.040131 | 0.08501
5072 | 97.1561 | 1.6537 | 49.8774 | 105.812 | 1047805 | 0.057075 | 0.11856
5073 | 100.9709 | 1.4282 | 51.4551 | 161.833 | 931737 | 0.05888 | 0.12206
5074 | 106.9626 | 1.1707 | 56.0339 | 219.0266 | 895589 | 0.064119 | 0.13213
5075 | 111.1392 | 1.0741 | 55.9655 | 300.1346 | 865506 | 0.064041 | 0.13198
5076 | 112.5683 | 1.0257 | 45.0176 | 375.4814 | 867925 | 0.051514 | 0.10769
5077 | 110.6585 | 1.3629 | 30.6715 | 389.3688 | 839861 | 0.035097 | 0.074786
5078 | 110.3069 | 1.2503 | 64.7077 | 344.7776 | 866016 | 0.074045 | 0.15089
5079 | 113.4023 | 0.86507 | 78.2126 | 299.2877 | 862732 | 0.089498 | 0.17928
5080 | 112.4755 | 0.80098 | 88.2335 | 253.9272 | 911439 | 0.10097 | 0.19972
5081 | 111.9111 | 0.86511 | 108.8688 | 185.8775 | 909388 | 0.12458 | 0.24026
5082 | 111.2802 | 1.2505 | 71.2872 | 92.6109 | 880027 | 0.081574 | 0.16484
5083 | 109.4355 | 1.6204 | 70.8315 | 51.0756 | 878725 | 0.081052 | 0.16388
5084 | 108.1454 | 1.6367 | 110.2062 | 5.6582 | 832274 | 0.12611 | 0.24282
5085 | 108.8958 | 1.3474 | 106.8179 | 3.5007 | 882233 | 0.12223 | 0.23632
5086 | 105.0638 | 1.0737 | 99.8067 | 1.8038 | 946967 | 0.11421 | 0.22271
5087 | 102.2029 | 0.75297 | 117.0245 | 1.0204 | 978577 | 0.13391 | 0.25573
5088 | 99.105 | 0.65712 | 123.3113 | 0.18204 | 1017507 | 0.1411 | 0.26744
5089 | 95.4629 | 0.48342 | 125.707 | 0.1788 | 946307 | 0.14385 | 0.27186
5090 | 92.0792 | 0.42451 | 92.1014 | 0.08832 | 822549 | 0.10539 | 0.20748
5091 | 89.4469 | 0.40623 | 80.9008 | 0.002 | 675108 | 0.092575 | 0.18481
5092 | 89.5628 | 0.40626 | 71.13 | 0 | 555236 | 0.081394 | 0.16451
5093 | 88.5025 | 0.40287 | 65.397 | 0 | 602494 | 0.074834 | 0.15236
5094 | 89.1164 | 0.9618 | 47.7157 | 0.26759 | 991543 | 0.054601 | 0.11374
5095 | 90.847 | 1.9593 | 51.766 | 30.8667 | 1135239 | 0.059236 | 0.12275
5096 | 94.0616 | 1.6533 | 41.7334 | 156.4329 | 1236807 | 0.047755 | 0.10027
5097 | 98.8686 | 1.4278 | 49.9731 | 347.7557 | 1103635 | 0.057184 | 0.11877
5098 | 104.9799 | 1.1706 | 52.6009 | 546.3175 | 1008858 | 0.060191 | 0.12459
5099 | 109.1167 | 1.0741 | 28.0343 | 781.8599 | 953849 | 0.03208 | 0.068598
5100 | 110.8575 | 1.0258 | 25.4344 | 997.7899 | 936957 | 0.029104 | 0.062455
5101 | 110.1947 | 1.3633 | 39.3619 | 1077.7611 | 869661 | 0.045042 | 0.09487
5102 | 109.5019 | 1.2509 | 64.6597 | 1088.0386 | 894950 | 0.07399 | 0.15079
5103 | 114.4554 | 0.86533 | 62.3504 | 1005.5612 | 885754 | 0.071347 | 0.14583
5104 | 115.1658 | 0.80118 | 56.3076 | 872.2593 | 855821 | 0.064433 | 0.13273
5105 | 115.6515 | 0.86532 | 43.4509 | 649.5919 | 896138 | 0.049721 | 0.10416
5106 | 116.264 | 1.2508 | 23.2159 | 361.1895 | 888483 | 0.026566 | 0.057179
5107 | 115.5222 | 1.6207 | 20.168 | 123.2075 | 857683 | 0.023078 | 0.049878
5108 | 115.0391 | 1.6369 | 23.3375 | 19.9793 | 870361 | 0.026705 | 0.057469
5109 | 114.5612 | 1.3476 | 26.6017 | 17.2362 | 877606 | 0.03044 | 0.065219
5110 | 111.3438 | 1.0739 | 15.8116 | 13.7619 | 976157 | 0.018093 | 0.039337
5111 | 106.3251 | 0.75317 | 18.7047 | 7.9151 | 1040926 | 0.021404 | 0.046351
5112 | 101.9385 | 0.65724 | 24.676 | 1.809 | 372533 | 0.028237 | 0.060655
5113 | 97.471 | 0.4835 | 20.3794 | 0.24516 | 947196 | 0.02332 | 0.050386
5114 | 95.1782 | 0.4246 | 22.3666 | 0.1646 | 812007 | 0.025594 | 0.05515
5115 | 91.9122 | 0.40644 | 25.8619 | 0.22016 | 635909 | 0.029594 | 0.063468
5116 | 93.0964 | 0.40649 | 28.488 | 0.052 | 522510 | 0.032599 | 0.069666
5117 | 93.383 | 0.40302 | 25.3815 | 0.05752 | 595224 | 0.029044 | 0.06233
5118 | 94.3545 | 0.96199 | 24.4956 | 0.68327 | 958624 | 0.02803 | 0.060226
5119 | 94.6622 | 1.9596 | 25.2099 | 49.8761 | 1019899 | 0.028848 | 0.061923
5120 | 99.0635 | 1.6536 | 21.8842 | 242.9716 | 954615 | 0.025042 | 0.053996
5121 | 101.3544 | 1.4281 | 20.1248 | 500.5926 | 881646 | 0.023029 | 0.049774
5122 | 108.6142 | 1.1706 | 17.8491 | 711.5779 | 849092 | 0.020425 | 0.044283
5123 | 112.5011 | 1.074 | 31.3247 | 847.2113 | 837185 | 0.035845 | 0.076312
5124 | 115.4292 | 1.0257 | 41.5536 | 932.1896 | 835980 | 0.04755 | 0.099862
5125 | 114.2764 | 1.3628 | 43.3294 | 994.9904 | 826391 | 0.049582 | 0.10389
5126 | 115.2336 | 1.2502 | 67.564 | 1028.63 | 865114 | 0.077313 | 0.15697
5127 | 118.1409 | 0.86493 | 58.4536 | 961.3845 | 790799 | 0.066888 | 0.13741
5128 | 118.3552 | 0.80079 | 62.8637 | 791.6079 | 800536 | 0.071935 | 0.14694
5129 | 119.4746 | 0.86491 | 49.2981 | 598.7602 | 877381 | 0.056412 | 0.11727
5130 | 120.0659 | 1.2502 | 34.9933 | 351.2242 | 858146 | 0.040043 | 0.084832
5131 | 118.0486 | 1.62 | 43.308 | 133.0835 | 825673 | 0.049557 | 0.10384
5132 | 116.4442 | 1.6363 | 42.1885 | 24.0469 | 827802 | 0.048276 | 0.1013
5133 | 116.7355 | 1.3471 | 50.3294 | 17.0516 | 856234 | 0.057592 | 0.11957
5134 | 112.5194 | 1.0732 | 42.3002 | 13.2294 | 901310 | 0.048404 | 0.10156
5135 | 107.5469 | 0.75271 | 40.2529 | 6.7523 | 960580 | 0.046061 | 0.096903
5136 | 102.8942 | 0.65693 | 49.1913 | 1.0891 | 989532 | 0.056289 | 0.11704
5137 | 100.1779 | 0.47884 | 46.6674 | 0.2358 | 926070 | 0.053401 | 0.1114
5138 | 96.4612 | 0.49211 | 47.1507 | 0.16024 | 827719 | 0.053954 | 0.11248
5139 | 94.1501 | 0.44037 | 53.1707 | 0.05192 | 675641 | 0.060843 | 0.12585
5140 | 92.9312 | 0.4014 | 57.7155 | 0.0784 | 538544 | 0.066044 | 0.1358
5141 | 92.9531 | 0.40143 | 73.1504 | 0.05752 | 598970 | 0.083706 | 0.16875
5142 | 94.0711 | 0.5189 | 79.243 | 0.89471 | 978606 | 0.090678 | 0.1814
5143 | 96.5104 | 0.80594 | 99.772 | 62.6279 | 1017569 | 0.11417 | 0.22264
5144 | 99.9213 | 1.1223 | 104.9064 | 307.9015 | 935600 | 0.12004 | 0.23263
5145 | 106.0823 | 1.6043 | 92.9951 | 630.2538 | 885894 | 0.10641 | 0.20926
5146 | 109.8718 | 1.5903 | 96.082 | 899.1731 | 843721 | 0.10995 | 0.21538
5147 | 113.8433 | 1.4661 | 93.8586 | 1053.8835 | 855461 | 0.1074 | 0.21098
5148 | 117.2295 | 1.5486 | 77.7602 | 1159.423 | 883789 | 0.088981 | 0.17834
5149 | 115.4523 | 1.5622 | 87.8038 | 1175.4432 | 861241 | 0.10047 | 0.19886
5150 | 115.9035 | 1.3143 | 136.3809 | 1143.7012 | 851809 | 0.15606 | 0.29125
5151 | 120.813 | 1.1216 | 113.3266 | 1064.2494 | 856755 | 0.12968 | 0.24875
5152 | 120.6609 | 0.95649 | 93.4249 | 884.2406 | 868830 | 0.10691 | 0.21011
5153 | 121.2918 | 1.1216 | 88.1033 | 664.806 | 851441 | 0.10082 | 0.19946
5154 | 121.1884 | 1.3419 | 83.8856 | 405.0666 | 809561 | 0.09599 | 0.19091
5155 | 120.1604 | 1.7277 | 80.1417 | 137.9095 | 855719 | 0.091706 | 0.18325
5156 | 117.6007 | 1.4386 | 78.6635 | 20.4674 | 844623 | 0.090014 | 0.18021
5157 | 117.0017 | 0.95688 | 68.3851 | 17.7376 | 857233 | 0.078253 | 0.15872
5158 | 113.1712 | 0.94264 | 73.2474 | 14.3859 | 917702 | 0.083817 | 0.16895
5159 | 108.3541 | 0.83288 | 83.7001 | 8.8396 | 922720 | 0.095778 | 0.19054
5160 | 104.1086 | 0.6411 | 97.6115 | 2.6002 | 954832 | 0.1117 | 0.2184
5161 | 100.2106 | 0.52093 | 95.1727 | 0.39988 | 909348 | 0.10891 | 0.21358
5162 | 97.2146 | 0.47693 | 76.1183 | 0.154 | 811144 | 0.087102 | 0.17494
5163 | 94.9269 | 0.44844 | 62.0028 | 0.09128 | 692992 | 0.07095 | 0.14508
5164 | 94.401 | 0.40248 | 64.6478 | 0.04952 | 534284 | 0.073976 | 0.15076
5165 | 94.0153 | 0.40255 | 62.277 | 0.05992 | 596975 | 0.071263 | 0.14567
5166 | 94.4855 | 0.44852 | 67.494 | 0.64023 | 955710 | 0.077233 | 0.15683
5167 | 96.2284 | 0.65639 | 74.5608 | 61.3499 | 1012114 | 0.08532 | 0.1717
5168 | 99.6557 | 0.97492 | 63.8572 | 307.5945 | 961945 | 0.073072 | 0.14907
5169 | 105.8539 | 1.3398 | 44.9334 | 647.5777 | 868635 | 0.051417 | 0.1075
5170 | 111.5931 | 1.659 | 49.1212 | 913.4085 | 866843 | 0.056209 | 0.11688
5171 | 116.9024 | 1.7957 | 40.8154 | 1055.0681 | 837714 | 0.046705 | 0.098184
5172 | 120.4255 | 1.8714 | 36.1231 | 1120.092 | 853959 | 0.041336 | 0.087439
5173 | 118.8905 | 1.6582 | 29.4662 | 1126.2883 | 861395 | 0.033718 | 0.071963
5174 | 119.8237 | 1.4756 | 74.9995 | 1091.5171 | 851293 | 0.085822 | 0.17261
5175 | 123.665 | 1.2323 | 88.7225 | 1024.3098 | 880993 | 0.10152 | 0.20071
5176 | 124.3406 | 1.1259 | 71.7784 | 891.2297 | 847518 | 0.082136 | 0.16587
5177 | 125.0047 | 0.79192 | 38.972 | 678.8982 | 865897 | 0.044596 | 0.093979
5178 | 126.0551 | 1.1868 | 30.4842 | 388.7717 | 848821 | 0.034883 | 0.074348
5179 | 123.7738 | 1.4454 | 35.3356 | 121.9286 | 839799 | 0.040434 | 0.085623
5180 | 122.1775 | 1.5369 | 31.4355 | 18.1775 | 846271 | 0.035972 | 0.07657
5181 | 122.0434 | 0.95923 | 35.3822 | 16.9185 | 888329 | 0.040488 | 0.08573
5182 | 118.22 | 0.91317 | 29.5208 | 14.9187 | 916062 | 0.033781 | 0.072091
5183 | 112.4108 | 0.86776 | 29.7455 | 10.8701 | 962167 | 0.034038 | 0.072618
5184 | 105.7981 | 0.64076 | 29.9794 | 2.7062 | 993761 | 0.034305 | 0.073166
5185 | 102.8966 | 0.4834 | 35.5463 | 0.53512 | 903654 | 0.040676 | 0.086109
5186 | 98.8505 | 0.42446 | 39.7573 | 0.22352 | 806427 | 0.045494 | 0.095773
5187 | 96.5824 | 0.40607 | 37.708 | 0.06896 | 690765 | 0.043149 | 0.091084
5188 | 94.4185 | 0.4061 | 32.4682 | 0.07184 | 542312 | 0.037153 | 0.078977
5189 | 93.1436 | 0.40278 | 33.3972 | 0.04952 | 604451 | 0.038216 | 0.081136
5190 | 94.6636 | 0.96172 | 35.3283 | 0.72468 | 975165 | 0.040426 | 0.085606
5191 | 95.1862 | 1.9594 | 37.2843 | 56.7992 | 1011133 | 0.042664 | 0.090111
5192 | 96.632 | 1.6535 | 34.0599 | 291.3485 | 930524 | 0.038975 | 0.082672
5193 | 100.2347 | 1.4281 | 39.7475 | 632.0324 | 917112 | 0.045483 | 0.09575
5194 | 105.6268 | 1.1707 | 44.1252 | 866.1626 | 863323 | 0.050492 | 0.10568
5195 | 112.57 | 1.0742 | 37.4947 | 1030.702 | 876584 | 0.042905 | 0.090594
5196 | 116.0137 | 1.0259 | 45.2547 | 1127.8399 | 877525 | 0.051785 | 0.10823
5197 | 116.439 | 1.3632 | 57.6652 | 1132.8957 | 837428 | 0.065986 | 0.13569
5198 | 116.1544 | 1.2507 | 130.8751 | 1110.7309 | 858719 | 0.14976 | 0.28131
5199 | 118.8842 | 0.86522 | 150.0706 | 1030.3122 | 857324 | 0.17173 | 0.31541
5200 | 117.8696 | 0.80106 | 151.0848 | 900.2957 | 841221 | 0.17289 | 0.31717
5201 | 118.6456 | 0.8652 | 137.4072 | 672.7413 | 854988 | 0.15723 | 0.29309
5202 | 117.7506 | 1.2507 | 107.3006 | 367.4679 | 827334 | 0.12278 | 0.23725
5203 | 117.1887 | 1.6205 | 94.4035 | 114.4575 | 825273 | 0.10803 | 0.21206
5204 | 117.6548 | 1.6368 | 88.3835 | 18.5087 | 805848 | 0.10114 | 0.20002
5205 | 118.7449 | 1.3474 | 71.7252 | 16.7063 | 820801 | 0.082075 | 0.16576
5206 | 116.6129 | 1.0736 | 64.8536 | 13.7531 | 893396 | 0.074212 | 0.1512
5207 | 112.0514 | 0.75296 | 48.0011 | 9.6509 | 927256 | 0.054928 | 0.11438
5208 | 107.8362 | 0.65714 | 42.8561 | 2.7666 | 963925 | 0.04904 | 0.10282
5209 | 102.9637 | 0.48344 | 35.3008 | 0.52792 | 884685 | 0.040395 | 0.085542
5210 | 98.5652 | 0.42454 | 41.3113 | 0.2444 | 802154 | 0.047272 | 0.099312
5211 | 97.2055 | 0.4063 | 48.4527 | 0.08072 | 689602 | 0.055444 | 0.11539
5212 | 95.5053 | 0.40639 | 47.1342 | 0.06176 | 551640 | 0.053936 | 0.11244
5213 | 94.3932 | 0.40298 | 49.1203 | 0.04952 | 606010 | 0.056208 | 0.11688
5214 | 94.6237 | 0.96197 | 52.7836 | 0.62565 | 960016 | 0.0604 | 0.125
5215 | 95.3138 | 1.9596 | 50.095 | 51.4847 | 1011442 | 0.057324 | 0.11905
5216 | 95.6885 | 1.6536 | 55.1647 | 258.8762 | 930730 | 0.063125 | 0.13023
5217 | 98.0368 | 1.4282 | 57.7756 | 523.3496 | 907877 | 0.066112 | 0.13593
5218 | 100.9255 | 1.1707 | 63.817 | 765.5908 | 845191 | 0.073026 | 0.14898
5219 | 105.4829 | 1.0741 | 69.8158 | 883.7748 | 888562 | 0.07989 | 0.16174
5220 | 108.2255 | 1.0257 | 76.9347 | 976.3611 | 866147 | 0.088036 | 0.17663
5221 | 108.2848 | 1.3629 | 78.3391 | 1043.0666 | 865592 | 0.089643 | 0.17954
5222 | 109.6978 | 1.2504 | 138.8678 | 1047.8692 | 854060 | 0.15891 | 0.2957
5223 | 111.4316 | 0.86502 | 129.4019 | 1015.0738 | 865131 | 0.14807 | 0.27863
5224 | 112.2312 | 0.80091 | 86.3491 | 894.9653 | 863367 | 0.098809 | 0.19592
5225 | 113.2416 | 0.86507 | 66.396 | 672.5641 | 865966 | 0.075977 | 0.15449
5226 | 115.1864 | 1.2505 | 62.4836 | 369.0478 | 826294 | 0.0715 | 0.14612
5227 | 116.306 | 1.6203 | 51.9448 | 110.1919 | 852232 | 0.05944 | 0.12314
5228 | 117.3501 | 1.6366 | 57.5634 | 16.9755 | 831156 | 0.06587 | 0.13547
5229 | 119.2054 | 1.3474 | 67.5192 | 10.6796 | 838403 | 0.077262 | 0.15688
5230 | 117.1862 | 1.0735 | 50.6674 | 8.8254 | 892503 | 0.057979 | 0.12032
5231 | 113.0862 | 0.75291 | 48.0034 | 7.2396 | 960825 | 0.05493 | 0.11439
5232 | 107.8154 | 0.65707 | 71.967 | 2.6044 | 938564 | 0.082352 | 0.16627
5233 | 100.9818 | 0.48337 | 78.5327 | 0.52248 | 846074 | 0.089865 | 0.17994
5234 | 96.89 | 0.42444 | 84.6771 | 0.66904 | 760721 | 0.096896 | 0.19252
5235 | 94.2629 | 0.40603 | 96.6068 | 0.56244 | 661780 | 0.11055 | 0.21642
5236 | 95.346 | 0.40613 | 93.5991 | 0.53408 | 555646 | 0.10711 | 0.21046
5237 | 94.2394 | 0.40277 | 115.733 | 0.11504 | 620471 | 0.13243 | 0.2533
5238 | 95.5724 | 0.96171 | 120.9919 | 0.44736 | 965287 | 0.13845 | 0.26314
5239 | 98.6288 | 1.9593 | 89.104 | 48.1767 | 1103775 | 0.10196 | 0.20147
5240 | 107.1019 | 1.6534 | 67.4763 | 261.4215 | 1061139 | 0.077213 | 0.15679
5241 | 115.6076 | 1.4282 | 78.9091 | 546.805 | 907453 | 0.090295 | 0.18071
5242 | 123.9819 | 1.1707 | 64.2686 | 805.5724 | 873977 | 0.073542 | 0.14995
5243 | 130.6015 | 1.0741 | 62.9189 | 994.7568 | 876383 | 0.071998 | 0.14706
5244 | 134.8166 | 1.0257 | 52.0623 | 1124.6977 | 833035 | 0.059575 | 0.1234
5245 | 133.2583 | 1.363 | 48.5034 | 1187.1733 | 823346 | 0.055502 | 0.1155
5246 | 132.6469 | 1.2503 | 95.1447 | 1156.3073 | 822260 | 0.10887 | 0.21353
5247 | 138.1105 | 0.86492 | 93.1316 | 1094.3682 | 870602 | 0.10657 | 0.20953
5248 | 137.5113 | 0.80078 | 109.3739 | 921.9315 | 862471 | 0.12516 | 0.24123
5249 | 138.4904 | 0.86489 | 90.4522 | 674.0003 | 827793 | 0.1035 | 0.20418
5250 | 137.4331 | 1.2502 | 50.2898 | 359.5643 | 828281 | 0.057547 | 0.11948
5251 | 133.2038 | 1.6199 | 51.7715 | 107.1366 | 817268 | 0.059242 | 0.12276
5252 | 130.0849 | 1.6361 | 65.1448 | 17.9325 | 817502 | 0.074545 | 0.15182
5253 | 129.0908 | 1.347 | 96.1283 | 16.8451 | 862931 | 0.11 | 0.21547
5254 | 123.8995 | 1.0731 | 73.3062 | 14.5669 | 939830 | 0.083884 | 0.16907
5255 | 118.0409 | 0.75267 | 80.6672 | 10.5302 | 983946 | 0.092307 | 0.18433
5256 | 111.3198 | 0.6569 | 91.3764 | 2.3718 | 990275 | 0.10456 | 0.20603
5257 | 105.4217 | 0.48328 | 101.8024 | 0.53468 | 939456 | 0.11649 | 0.22661
5258 | 99.1316 | 0.42437 | 144.4219 | 0.29392 | 823708 | 0.16526 | 0.30553
5259 | 98.8294 | 0.4059 | 170.1308 | 0.0644 | 660225 | 0.19468 | 0.34947
5260 | 98.1977 | 0.406 | 199.3913 | 0.08012 | 537624 | 0.22816 | 0.39647
5261 | 98.1439 | 0.40276 | 164.2342 | 0.055 | 581273 | 0.18793 | 0.33962
5262 | 99.0822 | 0.96173 | 133.5432 | 0.6394 | 969883 | 0.15281 | 0.28614
5263 | 100.1421 | 1.9594 | 124.3569 | 53.5126 | 1131058 | 0.1423 | 0.26937
5264 | 105.4829 | 1.6534 | 109.1886 | 214.7842 | 1162525 | 0.12494 | 0.24087
5265 | 113.7951 | 1.4279 | 90.3621 | 420.7174 | 1058368 | 0.1034 | 0.204
5266 | 125.3846 | 1.1704 | 39.6597 | 599.6313 | 945045 | 0.045382 | 0.09555
5267 | 129.3413 | 1.0738 | 15.318 | 735.1322 | 924739 | 0.017528 | 0.038135
5268 | 133.0775 | 1.0255 | 9.0544 | 875.0229 | 862371 | 0.010361 | 0.022736
5269 | 130.1785 | 1.3626 | 7.8128 | 839.4252 | 848322 | 0.0089402 | 0.019652
5270 | 130.1803 | 1.25 | 59.8125 | 712.0849 | 844937 | 0.068443 | 0.14036
5271 | 136.2158 | 0.86479 | 63.2612 | 579.4809 | 860993 | 0.07239 | 0.14779
5272 | 135.2713 | 0.80069 | 48.6374 | 403.5981 | 839025 | 0.055656 | 0.1158
5273 | 133.9067 | 0.86481 | 28.9652 | 290.5894 | 838372 | 0.033145 | 0.070787
5274 | 132.6844 | 1.2501 | 32.2608 | 154.7908 | 834702 | 0.036916 | 0.078494
5275 | 130.1859 | 1.6198 | 13.3628 | 54.185 | 817787 | 0.015291 | 0.033357
5276 | 128.1891 | 1.6361 | 26.7259 | 15.9499 | 846857 | 0.030582 | 0.065512
5277 | 126.8909 | 1.347 | 52.8796 | 16.3786 | 890635 | 0.06051 | 0.12521
5278 | 121.231 | 1.0731 | 49.8661 | 10.711 | 944027 | 0.057062 | 0.11854
5279 | 115.7434 | 0.75269 | 41.5261 | 8.2354 | 1085751 | 0.047518 | 0.0998
5280 | 110.2791 | 0.65694 | 44.4435 | 1.6506 | 1063198 | 0.050857 | 0.1064
5281 | 105.5108 | 0.48329 | 38.4852 | 0.50752 | 961468 | 0.044039 | 0.092865
5282 | 100.665 | 0.42437 | 42.0344 | 0.1768 | 794399 | 0.0481 | 0.10095
5283 | 99.57 | 0.40582 | 41.7069 | 0.06992 | 626391 | 0.047725 | 0.10021
5284 | 98.8325 | 0.40592 | 45.2082 | 0.07148 | 520716 | 0.051732 | 0.10812
5285 | 98.3766 | 0.40269 | 59.5579 | 0.02712 | 581154 | 0.068152 | 0.1398
5286 | 99.1696 | 0.9617 | 53.3982 | 0.10172 | 917874 | 0.061103 | 0.12635
5287 | 101.7685 | 1.9594 | 60.4191 | 17.0441 | 1019837 | 0.069137 | 0.14167
5288 | 106.1264 | 1.6534 | 69.9221 | 93.4849 | 932892 | 0.080012 | 0.16196
5289 | 115.5944 | 1.4279 | 87.1782 | 225.5424 | 857439 | 0.099758 | 0.19759
5290 | 123.7713 | 1.1705 | 83.7004 | 319.2787 | 826313 | 0.095778 | 0.19054
5291 | 127.5612 | 1.0739 | 80.5554 | 420.8713 | 833393 | 0.092179 | 0.1841
5292 | 130.2944 | 1.0256 | 81.7835 | 512.4146 | 845728 | 0.093585 | 0.18662
5293 | 127.4459 | 1.3627 | 104.8732 | 592.9026 | 827031 | 0.12001 | 0.23257
5294 | 126.6761 | 1.2501 | 143.4619 | 599.9037 | 863122 | 0.16416 | 0.30384
5295 | 131.74 | 0.86486 | 171.0744 | 570.3872 | 870197 | 0.19576 | 0.35103
5296 | 131.3617 | 0.80075 | 159.4674 | 454.8782 | 831857 | 0.18248 | 0.33156
5297 | 131.3354 | 0.86487 | 120.3059 | 305.133 | 801325 | 0.13767 | 0.26186
5298 | 130.2355 | 1.2502 | 72.0005 | 162.7962 | 811491 | 0.08239 | 0.16634
5299 | 126.1731 | 1.6199 | 63.6766 | 58.6092 | 789992 | 0.072865 | 0.14868
5300 | 123.0992 | 1.6362 | 77.3669 | 13.688 | 802260 | 0.088531 | 0.17753
5301 | 122.6518 | 1.3471 | 106.0415 | 12.2899 | 785383 | 0.12134 | 0.23482
5302 | 118.9276 | 1.0731 | 93.4908 | 4.309 | 875600 | 0.10698 | 0.21025
5303 | 114.0781 | 0.75266 | 102.758 | 2.2648 | 926253 | 0.11759 | 0.22847
5304 | 107.8067 | 0.65689 | 115.3121 | 0.67404 | 937923 | 0.13195 | 0.2525
5305 | 103.4948 | 0.4788 | 125.1848 | 0.20784 | 924687 | 0.14325 | 0.2709
5306 | 98.4126 | 0.49206 | 101.0415 | 0.11352 | 802657 | 0.11562 | 0.22512
5307 | 98.5854 | 0.44032 | 78.9543 | 0.03232 | 655766 | 0.090347 | 0.18081
5308 | 98.0376 | 0.40126 | 94.5825 | 0 | 523484 | 0.10823 | 0.21241
5309 | 97.0332 | 0.40129 | 107.529 | 0 | 578806 | 0.12305 | 0.23769
5310 | 97.8135 | 0.51883 | 98.0839 | 0.095724 | 919039 | 0.11224 | 0.21933
5311 | 101.4959 | 0.80589 | 101.8908 | 23.0941 | 998542 | 0.11659 | 0.22678
5312 | 106.0511 | 1.1222 | 111.6703 | 129.8887 | 928756 | 0.12778 | 0.24561
5313 | 113.3937 | 1.6041 | 85.9402 | 293.3578 | 868762 | 0.098341 | 0.19509
5314 | 123.0707 | 1.59 | 94.7396 | 467.2086 | 832738 | 0.10841 | 0.21273
5315 | 125.909 | 1.4657 | 92.8642 | 641.3922 | 860164 | 0.10626 | 0.209
5316 | 128.356 | 1.5481 | 67.5243 | 757.1158 | 835276 | 0.077268 | 0.15689
5317 | 126.0221 | 1.5616 | 58.3343 | 841.0547 | 881156 | 0.066752 | 0.13715
5318 | 124.5003 | 1.3137 | 98.2749 | 862.6407 | 882101 | 0.11246 | 0.2197
5319 | 130.2373 | 1.1211 | 108.796 | 822.6878 | 805363 | 0.1245 | 0.24012
5320 | 128.8684 | 0.95606 | 88.8935 | 734.3953 | 833315 | 0.10172 | 0.20105
5321 | 128.9401 | 1.1211 | 73.5701 | 549.1035 | 828212 | 0.084186 | 0.16963
5322 | 128.3594 | 1.3413 | 84.5604 | 306.7987 | 821664 | 0.096762 | 0.19229
5323 | 126.7606 | 1.7269 | 78.5792 | 99.9817 | 825907 | 0.089918 | 0.18003
5324 | 123.2542 | 1.438 | 112.5898 | 14.3872 | 820417 | 0.12884 | 0.24735
5325 | 122.2803 | 0.95653 | 115.8116 | 13.0689 | 828468 | 0.13252 | 0.25344
5326 | 117.8738 | 0.94203 | 97.3885 | 7.2613 | 855909 | 0.11144 | 0.21796
5327 | 112.3899 | 0.83231 | 78.6555 | 4.3839 | 891513 | 0.090005 | 0.18019
5328 | 107.2271 | 0.64068 | 79.5045 | 0.8042 | 942762 | 0.090977 | 0.18194
5329 | 103.1918 | 0.52057 | 74.6143 | 0 | 908958 | 0.085381 | 0.17181
5330 | 100.5992 | 0.47657 | 75.4864 | 0.00864 | 792150 | 0.086379 | 0.17362
5331 | 98.8614 | 0.44805 | 68.4656 | 0.04952 | 642624 | 0.078345 | 0.15889
5332 | 98.9888 | 0.40178 | 55.7395 | 0.04968 | 523138 | 0.063783 | 0.13149
5333 | 99.5682 | 0.40181 | 43.6276 | 0.0496 | 584459 | 0.049923 | 0.10456
5334 | 99.9875 | 0.4481 | 35.0061 | 0.28613 | 918176 | 0.040057 | 0.084862
5335 | 102.2414 | 0.65611 | 46.8644 | 43.9915 | 997957 | 0.053627 | 0.11184
5336 | 107.3078 | 0.97445 | 51.3326 | 241.094 | 905337 | 0.05874 | 0.12179
5337 | 110.8845 | 1.3391 | 43.2302 | 518.2364 | 873882 | 0.049468 | 0.10366
5338 | 121.3217 | 1.6581 | 46.0892 | 765.391 | 863129 | 0.05274 | 0.1101
5339 | 125.7459 | 1.7946 | 46.5746 | 938.4531 | 819394 | 0.053295 | 0.11119
5340 | 128.8014 | 1.8703 | 71.9921 | 1051.7721 | 833649 | 0.08238 | 0.16632
5341 | 125.719 | 1.6572 | 67.4993 | 1094.0492 | 850390 | 0.077239 | 0.15684
5342 | 125.3099 | 1.4747 | 72.8584 | 1083.4301 | 856793 | 0.083372 | 0.16814
5343 | 131.2 | 1.2315 | 97.8874 | 981.7192 | 858088 | 0.11201 | 0.21894
5344 | 130.3308 | 1.1252 | 79.7528 | 844.0944 | 845762 | 0.091261 | 0.18245
5345 | 130.8125 | 0.79151 | 69.5753 | 600.4919 | 827840 | 0.079615 | 0.16123
5346 | 128.8616 | 1.1861 | 70.3152 | 331.665 | 846780 | 0.080461 | 0.16279
5347 | 124.4856 | 1.4446 | 63.4229 | 103.3616 | 828524 | 0.072575 | 0.14814
5348 | 122.2307 | 1.536 | 62.7669 | 17.1175 | 827741 | 0.071824 | 0.14673
5349 | 120.4539 | 0.95878 | 61.8244 | 16.4388 | 845811 | 0.070745 | 0.1447
5350 | 116.9619 | 0.91248 | 49.7396 | 13.5341 | 873673 | 0.056917 | 0.11826
5351 | 111.361 | 0.86717 | 52.0289 | 9.1271 | 896139 | 0.059537 | 0.12333
5352 | 105.8937 | 0.64039 | 67.7411 | 2.3432 | 940748 | 0.077516 | 0.15735
5353 | 101.8725 | 0.48315 | 58.3168 | 1.0374 | 881294 | 0.066732 | 0.13711
5354 | 98.3747 | 0.42421 | 51.7804 | 0.26328 | 765939 | 0.059252 | 0.12278
5355 | 96.5037 | 0.40543 | 41.8479 | 0.03432 | 660641 | 0.047886 | 0.10053
5356 | 96.3759 | 0.40554 | 38.266 | 0.00576 | 517810 | 0.043788 | 0.092363
5357 | 95.669 | 0.40248 | 52.4551 | 0 | 581605 | 0.060024 | 0.12427
5358 | 96.4994 | 0.96147 | 50.1156 | 0.38307 | 924178 | 0.057347 | 0.11909
5359 | 97.5463 | 1.9592 | 44.4355 | 57.4171 | 996432 | 0.050847 | 0.10638
5360 | 99.2432 | 1.6533 | 39.5021 | 285.884 | 913586 | 0.045202 | 0.09519
5361 | 100.4794 | 1.4278 | 36.9635 | 616.4275 | 880154 | 0.042297 | 0.089373
5362 | 102.5954 | 1.1704 | 49.7077 | 872.4537 | 831616 | 0.05688 | 0.11818
5363 | 107.2309 | 1.0738 | 55.6575 | 991.355 | 827450 | 0.063689 | 0.13131
5364 | 110.5968 | 1.0255 | 57.3221 | 1008.0388 | 823894 | 0.065594 | 0.13494
5365 | 109.6869 | 1.3626 | 48.1748 | 917.9619 | 833668 | 0.055126 | 0.11477
5366 | 109.398 | 1.25 | 87.7741 | 774.7069 | 849994 | 0.10044 | 0.1988
5367 | 112.7911 | 0.86479 | 91.4965 | 599.8821 | 830897 | 0.1047 | 0.20627
5368 | 112.0468 | 0.80069 | 75.9887 | 445.5981 | 849286 | 0.086954 | 0.17467
5369 | 111.2722 | 0.86482 | 75.8829 | 346.2036 | 820750 | 0.086833 | 0.17445
5370 | 108.9436 | 1.2501 | 68.4827 | 215.0851 | 831818 | 0.078365 | 0.15892
5371 | 106.874 | 1.6199 | 44.3985 | 86.7149 | 797266 | 0.050805 | 0.1063
5372 | 106.6434 | 1.6362 | 42.7051 | 16.1942 | 803262 | 0.048867 | 0.10247
5373 | 107.8678 | 1.347 | 45.0286 | 17.0434 | 809101 | 0.051526 | 0.10772
5374 | 105.9746 | 1.0731 | 27.7021 | 12.888 | 852815 | 0.031699 | 0.067816
5375 | 102.7395 | 0.75264 | 35.2779 | 7.9014 | 908671 | 0.040368 | 0.08549
5376 | 98.3677 | 0.65688 | 52.4993 | 2.2893 | 936306 | 0.060075 | 0.12437
5377 | 96.0042 | 0.48324 | 69.0155 | 1.1663 | 875137 | 0.078974 | 0.16005
5378 | 93.6043 | 0.4243 | 82.6976 | 0.17244 | 769318 | 0.094631 | 0.18849
5379 | 92.6913 | 0.40564 | 75.7035 | 0.05004 | 660407 | 0.086627 | 0.17407
5380 | 91.9481 | 0.40572 | 75.7628 | 0.0168 | 531653 | 0.086695 | 0.1742
5381 | 91.4459 | 0.40257 | 92.1562 | 0.00504 | 578738 | 0.10545 | 0.20759
5382 | 91.6183 | 0.96157 | 117.8515 | 0.088972 | 922937 | 0.13486 | 0.25728
5383 | 91.0934 | 1.9593 | 162.9013 | 26.3797 | 962127 | 0.18641 | 0.33737
5384 | 91.1609 | 1.6534 | 176.8475 | 143.2828 | 890681 | 0.20237 | 0.36053
5385 | 92.8646 | 1.428 | 213.6966 | 281.4402 | 848596 | 0.24453 | 0.41837
5386 | 93.1162 | 1.1706 | 190.3598 | 364.9818 | 858438 | 0.21783 | 0.38229
5387 | 93.8922 | 1.0741 | 180.5502 | 426.5341 | 818164 | 0.2066 | 0.36656
5388 | 96.2783 | 1.0258 | 178.9935 | 482.9094 | 808861 | 0.20482 | 0.36403
5389 | 96.3363 | 1.363 | 181.7295 | 490.0307 | 795897 | 0.20795 | 0.36847
5390 | 97.3846 | 1.2505 | 230.0907 | 370.5933 | 792731 | 0.26329 | 0.44265
5391 | 98.7251 | 0.8651 | 220.3547 | 244.8838 | 778207 | 0.25215 | 0.42833
5392 | 98.0385 | 0.80098 | 225.5012 | 175.1902 | 808390 | 0.25804 | 0.43594
5393 | 98.0389 | 0.86511 | 239.6917 | 121.9143 | 795441 | 0.27428 | 0.45648
5394 | 97.9614 | 1.2506 | 289.3784 | 79.5567 | 798026 | 0.33113 | 0.52384
5395 | 98.2083 | 1.6204 | 293.2317 | 31.5575 | 826226 | 0.33554 | 0.52879
5396 | 99.5087 | 1.6366 | 279.6697 | 8.8718 | 796958 | 0.32003 | 0.51121
5397 | 100.8392 | 1.3474 | 324.1889 | 8.2608 | 799170 | 0.37097 | 0.5672
5398 | 98.8288 | 1.0735 | 334.8223 | 3.7535 | 813996 | 0.38314 | 0.57987
5399 | 98.2529 | 0.75292 | 313.6103 | 0.7124 | 919070 | 0.35886 | 0.55434
5400 | 95.8892 | 0.65713 | 324.4644 | 0.22624 | 886728 | 0.37128 | 0.56753
5401 | 91.0436 | 0.48343 | 332.17 | 0.05892 | 841022 | 0.3801 | 0.57674
5402 | 89.3594 | 0.42453 | 375.7328 | 0 | 727929 | 0.42995 | 0.62632
5403 | 89.2997 | 0.40624 | 315.7874 | 0 | 616305 | 0.36135 | 0.55701
5404 | 88.2586 | 0.40633 | 277.4502 | 0.01152 | 536797 | 0.31749 | 0.50829
5405 | 88.5345 | 0.40293 | 266.1208 | 0 | 602282 | 0.30452 | 0.49316
5406 | 89.9339 | 0.96198 | 296.2093 | 0.051382 | 928415 | 0.33895 | 0.53259
5407 | 92.713 | 1.9598 | 288.2554 | 3.9469 | 1053368 | 0.32985 | 0.5224
5408 | 99.2827 | 1.6538 | 316.0211 | 27.0672 | 994412 | 0.36162 | 0.55729
5409 | 105.6638 | 1.4285 | 343.462 | 65.4707 | 950396 | 0.39302 | 0.58998
5410 | 111.5445 | 1.1711 | 341.7592 | 137.1931 | 870782 | 0.39107 | 0.588
5411 | 115.8097 | 1.0746 | 310.8699 | 269.742 | 860532 | 0.35573 | 0.55096
5412 | 117.706 | 1.0263 | 291.3041 | 324.7941 | 864223 | 0.33334 | 0.52632
5413 | 114.772 | 1.3638 | 289.9124 | 354.4934 | 811321 | 0.33175 | 0.52453
5414 | 113.6373 | 1.251 | 322.3661 | 318.5594 | 828852 | 0.36888 | 0.565
5415 | 118.3133 | 0.86543 | 314.892 | 266.2498 | 821232 | 0.36033 | 0.55591
5416 | 118.3155 | 0.80125 | 275.035 | 221.9812 | 813901 | 0.31472 | 0.50509
5417 | 118.4273 | 0.86541 | 255.2852 | 161.933 | 849846 | 0.29212 | 0.47837
5418 | 117.1567 | 1.2509 | 227.9526 | 86.7046 | 822173 | 0.26085 | 0.43953
5419 | 114.7879 | 1.6208 | 181.4139 | 27.6509 | 855009 | 0.20759 | 0.36796
5420 | 112.2724 | 1.6371 | 193.0825 | 6.7457 | 801200 | 0.22094 | 0.38659
5421 | 111.5331 | 1.3477 | 222.2236 | 4.3091 | 828230 | 0.25429 | 0.4311
5422 | 106.6291 | 1.074 | 237.1119 | 0.64128 | 919560 | 0.27133 | 0.45279
5423 | 102.8855 | 0.75319 | 215.4857 | 0.19128 | 969575 | 0.24658 | 0.42106
5424 | 99.9406 | 0.65733 | 204.746 | 0.18624 | 994964 | 0.23429 | 0.40474
5425 | 98.4513 | 0.48356 | 201.2626 | 0.1788 | 869930 | 0.2303 | 0.39937
5426 | 94.7075 | 0.42467 | 202.7211 | 0.03192 | 790962 | 0.23197 | 0.40163
5427 | 95.5563 | 0.40662 | 186.9279 | 0 | 636787 | 0.2139 | 0.37682
5428 | 95.038 | 0.40668 | 202.1372 | 0 | 535678 | 0.23131 | 0.40072
5429 | 94.9101 | 0.40313 | 216.3962 | 0 | 559464 | 0.24762 | 0.42242
5430 | 95.5936 | 0.96214 | 187.676 | 0.065071 | 960534 | 0.21476 | 0.37802
5431 | 96.2772 | 1.9599 | 200.5232 | 9.3633 | 1108803 | 0.22946 | 0.39823
5432 | 98.5286 | 1.6539 | 204.3505 | 63.5895 | 1153783 | 0.23384 | 0.40414
5433 | 100.3445 | 1.4285 | 195.9519 | 120.1218 | 1096051 | 0.22423 | 0.3911
5434 | 102.4408 | 1.1709 | 192.9706 | 175.2863 | 967635 | 0.22082 | 0.38641
5435 | 106.102 | 1.0744 | 208.9522 | 229.8168 | 935651 | 0.2391 | 0.41118
5436 | 108.3273 | 1.0261 | 201.4306 | 298.74 | 911355 | 0.2305 | 0.39963
5437 | 107.7554 | 1.3635 | 191.5801 | 314.9457 | 850994 | 0.21922 | 0.38422
5438 | 106.4799 | 1.2508 | 254.8417 | 299.7521 | 866693 | 0.29161 | 0.47775
5439 | 109.7551 | 0.86529 | 296.8562 | 288.372 | 863151 | 0.33969 | 0.53341
5440 | 109.2001 | 0.80113 | 254.2833 | 264.7779 | 883274 | 0.29098 | 0.47698
5441 | 108.5642 | 0.86527 | 247.2878 | 222.7359 | 896004 | 0.28297 | 0.46723
5442 | 107.4013 | 1.2507 | 202.9654 | 138.9828 | 876492 | 0.23225 | 0.402
5443 | 106.0103 | 1.6206 | 181.9643 | 36.3164 | 908788 | 0.20822 | 0.36885
5444 | 106.5706 | 1.6368 | 196.0855 | 5.0677 | 938466 | 0.22438 | 0.39131
5445 | 107.4232 | 1.3475 | 218.1675 | 3.3949 | 906051 | 0.24965 | 0.42507
5446 | 104.9165 | 1.0738 | 217.9505 | 0.88056 | 945305 | 0.2494 | 0.42475
5447 | 102.6666 | 0.75312 | 225.5484 | 0.23844 | 1032128 | 0.25809 | 0.43601
5448 | 100.5354 | 0.65728 | 189.2153 | 0 | 1029572 | 0.21652 | 0.38047
5449 | 95.7788 | 0.48356 | 174.4934 | 0 | 912039 | 0.19967 | 0.35667
5450 | 95.0649 | 0.4247 | 157.1359 | 0 | 775623 | 0.17981 | 0.32759
5451 | 94.4955 | 0.40674 | 147.1911 | 0 | 630603 | 0.16843 | 0.31039
5452 | 94.5302 | 0.40685 | 154.8036 | 0 | 507493 | 0.17714 | 0.32359
5453 | 95.1038 | 0.40323 | 156.0349 | 0 | 553629 | 0.17855 | 0.3257
5454 | 95.5806 | 0.96229 | 146.6826 | 0.062573 | 895707 | 0.16785 | 0.3095
5455 | 98.0002 | 1.96 | 155.8242 | 19.399 | 652680 | 0.17831 | 0.32534
5456 | 103.5413 | 1.6539 | 173.9147 | 134.8321 | 525877 | 0.19901 | 0.35572
5457 | 108.0221 | 1.4283 | 166.0327 | 303.0448 | 492211 | 0.18999 | 0.34264
5458 | 114.5645 | 1.1708 | 174.163 | 455.4251 | 602529 | 0.19929 | 0.35613
5459 | 118.4277 | 1.0742 | 185.9127 | 578.9964 | 696089 | 0.21274 | 0.3752
5460 | 120.4996 | 1.0258 | 179.7845 | 714.2795 | 704299 | 0.20573 | 0.36531
5461 | 117.9435 | 1.3631 | 151.2549 | 777.7865 | 743315 | 0.17308 | 0.31747
5462 | 116.3801 | 1.2505 | 191.3518 | 787.201 | 810594 | 0.21896 | 0.38386
5463 | 123.0973 | 0.8651 | 190.6493 | 736.8347 | 841643 | 0.21816 | 0.38274
5464 | 122.657 | 0.80097 | 154.1335 | 658.846 | 836139 | 0.17637 | 0.32244
5465 | 123.3143 | 0.86512 | 123.0453 | 502.1302 | 816316 | 0.1408 | 0.26695
5466 | 121.848 | 1.2506 | 96.0712 | 297.1929 | 784286 | 0.10993 | 0.21536
5467 | 119.0613 | 1.6204 | 90.3697 | 78.1636 | 761446 | 0.10341 | 0.20401
5468 | 117.3311 | 1.6367 | 112.6789 | 9.8957 | 734194 | 0.12894 | 0.24752
5469 | 115.3243 | 1.3475 | 133.3962 | 10.7378 | 806436 | 0.15264 | 0.28588
5470 | 111.5726 | 1.0738 | 120.6558 | 9.1259 | 877940 | 0.13807 | 0.26251
5471 | 106.3125 | 0.75314 | 114.6672 | 4.7263 | 981144 | 0.13121 | 0.25129
5472 | 103.9226 | 0.65732 | 101.7022 | 0.78836 | 937299 | 0.11638 | 0.22641
5473 | 101.4932 | 0.47914 | 87.4815 | 0.18432 | 954883 | 0.1001 | 0.1982
5474 | 96.7374 | 0.49244 | 80.573 | 0.40944 | 770264 | 0.092199 | 0.18414
5475 | 98.0144 | 0.44073 | 85.3186 | 0 | 608289 | 0.09763 | 0.19383
5476 | 97.695 | 0.40206 | 64.3609 | 0 | 509180 | 0.073648 | 0.15015
5477 | 96.7816 | 0.40213 | 56.5425 | 0 | 564153 | 0.064701 | 0.13324
5478 | 98.8359 | 0.51927 | 62.6452 | 0.032138 | 904126 | 0.071685 | 0.14647
5479 | 100.1648 | 0.80629 | 55.2411 | 15.4759 | 958233 | 0.063212 | 0.1304
5480 | 104.945 | 1.1228 | 32.7424 | 119.9548 | 903467 | 0.037467 | 0.079614
5481 | 110.46 | 1.605 | 32.3069 | 312.1279 | 860077 | 0.036969 | 0.078601
5482 | 116.3544 | 1.591 | 36.1149 | 554.9531 | 814670 | 0.041326 | 0.08742
5483 | 120.523 | 1.4667 | 33.4573 | 731.6103 | 795865 | 0.038285 | 0.081275
5484 | 122.7528 | 1.5492 | 35.3195 | 843.2862 | 845650 | 0.040416 | 0.085586
5485 | 119.1609 | 1.5628 | 31.5751 | 925.5543 | 849312 | 0.036131 | 0.076896
5486 | 118.2046 | 1.3148 | 63.119 | 973.1445 | 881091 | 0.072227 | 0.14748
5487 | 124.7301 | 1.1219 | 66.3555 | 907.3854 | 879601 | 0.07593 | 0.1544
5488 | 124.9068 | 0.95674 | 60.2787 | 799.6289 | 878596 | 0.068977 | 0.14136
5489 | 125.1908 | 1.1219 | 44.8336 | 629.912 | 856020 | 0.051303 | 0.10728
5490 | 125.1937 | 1.3423 | 47.4971 | 350.3761 | 847895 | 0.054351 | 0.11326
5491 | 122.4037 | 1.7282 | 53.7955 | 87.2765 | 842418 | 0.061558 | 0.12722
5492 | 120.0141 | 1.439 | 82.9922 | 14.7149 | 836074 | 0.094968 | 0.18909
5493 | 119.2623 | 0.95716 | 63.5235 | 15.7274 | 796525 | 0.07269 | 0.14835
5494 | 114.0017 | 0.94313 | 43.5778 | 10.4264 | 874534 | 0.049866 | 0.10445
5495 | 108.3963 | 0.83331 | 39.0476 | 5.8016 | 901183 | 0.044682 | 0.094152
5496 | 104.6182 | 0.64141 | 38.4348 | 1.9273 | 925598 | 0.043981 | 0.09275
5497 | 101.8104 | 0.5212 | 18.876 | 1.1119 | 878363 | 0.0216 | 0.046765
5498 | 97.8397 | 0.47718 | 15.4713 | 0.7898 | 772129 | 0.017704 | 0.038508
5499 | 96.3634 | 0.4487 | 9.9051 | 0.51288 | 658105 | 0.011334 | 0.024843
5500 | 97.3386 | 0.40298 | 11.0811 | 0 | 517159 | 0.01268 | 0.027748
5501 | 97.0015 | 0.40306 | 12.5797 | 0 | 576376 | 0.014395 | 0.031436
5502 | 98.6708 | 0.44879 | 9.5806 | 0.21352 | 927377 | 0.010963 | 0.02404
5503 | 100.787 | 0.65657 | 6.919 | 35.2456 | 933356 | 0.0079174 | 0.017426
5504 | 104.1074 | 0.97523 | 4.3418 | 212.1117 | 939347 | 0.0049683 | 0.010974
5505 | 110.1053 | 1.3402 | 1.8022 | 431.9935 | 865278 | 0.0020622 | 0.0045712
5506 | 117.1171 | 1.6596 | 1.191 | 635.5864 | 848572 | 0.0013629 | 0.0030237
5507 | 120.3604 | 1.7963 | 2.2917 | 792.5544 | 807865 | 0.0026224 | 0.005809
5508 | 123.3039 | 1.8721 | 2.2519 | 878.1523 | 790284 | 0.0025768 | 0.0057083
5509 | 120.5528 | 1.6589 | 4.0951 | 922.5238 | 834424 | 0.004686 | 0.010354
5510 | 119.8948 | 1.4761 | 24.9116 | 903.6913 | 867427 | 0.028506 | 0.061215
5511 | 125.8735 | 1.2327 | 24.0845 | 890.3578 | 853920 | 0.02756 | 0.059248
5512 | 125.3424 | 1.1262 | 14.2388 | 786.9431 | 807574 | 0.016293 | 0.035501
5513 | 125.9502 | 0.79215 | 12.0803 | 570.3992 | 873964 | 0.013823 | 0.030208
5514 | 125.729 | 1.1871 | 16.0133 | 320.2451 | 782939 | 0.018324 | 0.039828
5515 | 121.509 | 1.4458 | 10.3901 | 88.2106 | 790311 | 0.011889 | 0.026042
5516 | 119.5886 | 1.5373 | 9.5182 | 13.2565 | 838090 | 0.010892 | 0.023886
5517 | 118.059 | 0.95949 | 12.4312 | 13.1274 | 852804 | 0.014225 | 0.031071
5518 | 113.8255 | 0.91365 | 7.8622 | 9.6842 | 887808 | 0.0089967 | 0.019775
5519 | 108.1173 | 0.86821 | 4.3556 | 8.8081 | 893989 | 0.0049841 | 0.011009
5520 | 104.1251 | 0.64107 | 3.6677 | 2.4564 | 941123 | 0.004197 | 0.009279
5521 | 101.4495 | 0.48365 | 0.942 | 0.31996 | 856690 | 0.0010779 | 0.0023922
5522 | 97.7693 | 0.42478 | 1.2061 | 0.66792 | 770086 | 0.0013801 | 0.0030618
5523 | 97.159 | 0.40692 | 1.517 | 0.4782 | 645732 | 0.0017359 | 0.0038493
5524 | 96.605 | 0.40698 | 3.6757 | 0.17316 | 517846 | 0.0042061 | 0.009299
5525 | 97.1829 | 0.40333 | 7.4966 | 0.39672 | 580434 | 0.0085784 | 0.018865
5526 | 97.3849 | 0.96236 | 6.5199 | 0.65114 | 921071 | 0.0074607 | 0.016429
5527 | 98.721 | 1.9601 | 11.7081 | 39.7917 | 964859 | 0.013398 | 0.029293
5528 | 99.5346 | 1.654 | 19.0602 | 205.1325 | 926315 | 0.021811 | 0.047209
5529 | 100.7131 | 1.4287 | 19.7745 | 410.1322 | 860466 | 0.022628 | 0.048931
5530 | 104.0457 | 1.1709 | 23.5939 | 536.7147 | 862940 | 0.026998 | 0.05808
5531 | 108.2729 | 1.0742 | 25.5516 | 551.5887 | 833571 | 0.029239 | 0.062733
5532 | 110.5445 | 1.026 | 30.3669 | 575.017 | 862393 | 0.034749 | 0.074074
5533 | 107.8821 | 1.3636 | 29.2805 | 588.7303 | 856449 | 0.033506 | 0.071528
5534 | 107.396 | 1.2511 | 60.7224 | 576.6654 | 829833 | 0.069484 | 0.14232
5535 | 111.252 | 0.86547 | 71.3331 | 491.3936 | 853365 | 0.081626 | 0.16494
5536 | 110.6436 | 0.8013 | 78.091 | 358.7505 | 858942 | 0.089359 | 0.17902
5537 | 109.8581 | 0.86547 | 67.7884 | 231.1929 | 848904 | 0.07757 | 0.15745
5538 | 107.6952 | 1.2511 | 63.0183 | 106.8335 | 816893 | 0.072112 | 0.14727
5539 | 105.3857 | 1.621 | 65.6439 | 33.9099 | 836152 | 0.075116 | 0.15289
5540 | 106.2359 | 1.6373 | 108.6032 | 11.2224 | 833026 | 0.12427 | 0.23975
5541 | 107.5334 | 1.3479 | 126.9693 | 11.3822 | 858492 | 0.14529 | 0.27418
5542 | 105.0239 | 1.0742 | 137.2765 | 9.4392 | 863175 | 0.15709 | 0.29285
5543 | 102.1956 | 0.75335 | 140.4797 | 4.1626 | 908530 | 0.16075 | 0.29856
5544 | 99.1182 | 0.65745 | 121.2613 | 1.2603 | 941953 | 0.13876 | 0.26364
5545 | 98.1253 | 0.48366 | 120.62 | 0.2572 | 854827 | 0.13803 | 0.26245
5546 | 91.9574 | 0.42478 | 146.5191 | 0.65028 | 770507 | 0.16766 | 0.30922
5547 | 91.0055 | 0.40693 | 150.7973 | 0.48288 | 650170 | 0.17256 | 0.31667
5548 | 91.1278 | 0.407 | 153.4894 | 0 | 531290 | 0.17564 | 0.32133
5549 | 90.3233 | 0.40329 | 156.5035 | 0 | 586199 | 0.17909 | 0.3265
5550 | 91.8735 | 0.96232 | 156.2843 | 0.027376 | 911361 | 0.17884 | 0.32613
5551 | 92.2935 | 1.9599 | 147.7478 | 8.7735 | 981265 | 0.16907 | 0.31137
5552 | 93.1724 | 1.6539 | 144.601 | 57.158 | 944268 | 0.16547 | 0.30585
5553 | 94.7223 | 1.4288 | 162.4835 | 196.6386 | 869582 | 0.18593 | 0.33667
5554 | 94.441 | 1.1711 | 196.3168 | 410.6311 | 856615 | 0.22464 | 0.39167
5555 | 94.4103 | 1.0745 | 180.1253 | 525.721 | 819795 | 0.20612 | 0.36587
5556 | 96.8094 | 1.026 | 234.432 | 620.551 | 835540 | 0.26826 | 0.44894
5557 | 97.4087 | 1.3634 | 238.1315 | 718.4393 | 859132 | 0.27249 | 0.45425
5558 | 98.7255 | 1.2507 | 306.7316 | 683.8974 | 878064 | 0.35099 | 0.54583
5559 | 98.8531 | 0.8653 | 332.6016 | 573.8758 | 872490 | 0.3806 | 0.57725
5560 | 98.6129 | 0.80119 | 271.3858 | 362.0512 | 847740 | 0.31055 | 0.50024
5561 | 99.2708 | 0.8653 | 215.9944 | 220.7307 | 827238 | 0.24716 | 0.42182
5562 | 101.1654 | 1.2508 | 197.7304 | 116.2465 | 824646 | 0.22626 | 0.39388
5563 | 102.1202 | 1.6207 | 185.1429 | 43.8518 | 807581 | 0.21186 | 0.37396
5564 | 103.7467 | 1.637 | 219.645 | 7.843 | 815237 | 0.25134 | 0.42728
5565 | 105.5467 | 1.3476 | 207.1296 | 8.8838 | 788086 | 0.23702 | 0.4084
5566 | 103.7715 | 1.0739 | 198.6047 | 6.8676 | 840591 | 0.22726 | 0.39524
5567 | 101.0726 | 0.75307 | 162.7763 | 4.2521 | 897825 | 0.18626 | 0.33716
5568 | 97.5775 | 0.65719 | 192.8366 | 0.29648 | 899980 | 0.22066 | 0.3862
5569 | 93.9213 | 0.48347 | 157.1549 | 0.2262 | 833896 | 0.17983 | 0.32762
5570 | 91.8643 | 0.42456 | 130.697 | 0.65688 | 751157 | 0.14956 | 0.28099
5571 | 91.1705 | 0.40634 | 179.8834 | 0.4848 | 630671 | 0.20584 | 0.36548
5572 | 90.6089 | 0.40635 | 247.8147 | 0.00816 | 534634 | 0.28357 | 0.46797
5573 | 89.9105 | 0.4029 | 264.5342 | 0 | 575653 | 0.30271 | 0.49102
5574 | 91.3352 | 0.9618 | 292.0441 | 0.075203 | 922303 | 0.33419 | 0.52727
5575 | 94.3447 | 1.9595 | 256.285 | 16.716 | 1002761 | 0.29327 | 0.47974
5576 | 102.6409 | 1.6537 | 254.3363 | 99.4383 | 989752 | 0.29104 | 0.47705
5577 | 107.92 | 1.4283 | 246.2975 | 243.5928 | 928648 | 0.28184 | 0.46584
5578 | 119.9461 | 1.171 | 233.533 | 503.8702 | 861304 | 0.26723 | 0.44764
5579 | 123.6438 | 1.0745 | 209.9545 | 674.7349 | 859147 | 0.24025 | 0.4127
5580 | 126.9767 | 1.0262 | 208.9101 | 621.4198 | 834293 | 0.23906 | 0.41111
5581 | 124.394 | 1.3636 | 221.81 | 594.2694 | 822317 | 0.25382 | 0.43049
5582 | 123.0308 | 1.2509 | 281.8345 | 687.7186 | 819104 | 0.3225 | 0.51405
5583 | 128.2165 | 0.86538 | 370.5063 | 566.8422 | 836669 | 0.42397 | 0.62058
5584 | 128.115 | 0.80125 | 328.2159 | 437.6793 | 820006 | 0.37558 | 0.57203
5585 | 128.6463 | 0.86539 | 244.8013 | 327.5621 | 850230 | 0.28013 | 0.46373
5586 | 127.5349 | 1.2509 | 230.2466 | 203.5364 | 815737 | 0.26347 | 0.44288
5587 | 124.6656 | 1.6208 | 227.6608 | 58.6287 | 795931 | 0.26051 | 0.4391
5588 | 122.227 | 1.6371 | 228.7418 | 13.0787 | 834901 | 0.26175 | 0.44068
5589 | 120.7522 | 1.3477 | 216.6988 | 10.8385 | 823694 | 0.24797 | 0.42288
5590 | 115.8513 | 1.074 | 235.0665 | 5.9197 | 927323 | 0.26899 | 0.44985
5591 | 111.0917 | 0.75312 | 245.9089 | 1.3857 | 922951 | 0.28139 | 0.46529
5592 | 107.0095 | 0.65725 | 312.5469 | 0.21996 | 981726 | 0.35765 | 0.55303
5593 | 101.856 | 0.48352 | 304.7708 | 0.18504 | 847408 | 0.34875 | 0.54338
5594 | 99.8478 | 0.42469 | 296.4772 | 0.0252 | 751372 | 0.33926 | 0.53293
5595 | 99.6027 | 0.4066 | 281.6818 | 0 | 632396 | 0.32233 | 0.51385
5596 | 97.9384 | 0.40663 | 264.5636 | 0 | 534381 | 0.30274 | 0.49106
5597 | 97.4502 | 0.40309 | 264.7173 | 0 | 559546 | 0.30292 | 0.49126
5598 | 98.15 | 0.96212 | 276.2647 | 0.08867 | 935833 | 0.31613 | 0.50672
5599 | 99.946 | 1.9598 | 265.2991 | 24.0278 | 1087225 | 0.30358 | 0.49205
5600 | 104.5204 | 1.6539 | 258.3191 | 169.9712 | 1146856 | 0.29559 | 0.48254
5601 | 111.717 | 1.4286 | 254.8565 | 388.4513 | 1044599 | 0.29163 | 0.47777
5602 | 120.7671 | 1.1712 | 254.0438 | 590.292 | 943415 | 0.2907 | 0.47665
5603 | 125.196 | 1.0747 | 257.6732 | 673.6313 | 937879 | 0.29485 | 0.48165
5604 | 128.6768 | 1.0264 | 260.1909 | 750.4253 | 856845 | 0.29774 | 0.48511
5605 | 125.9704 | 1.364 | 242.6892 | 845.5802 | 855834 | 0.27771 | 0.46074
5606 | 124.7832 | 1.2514 | 304.7517 | 933.4383 | 850959 | 0.34873 | 0.54336
5607 | 130.9741 | 0.86574 | 284.4426 | 847.5601 | 846469 | 0.32549 | 0.51745
5608 | 130.3634 | 0.80156 | 248.4552 | 724.9939 | 837799 | 0.28431 | 0.46887
5609 | 131.6085 | 0.86576 | 207.6682 | 547.6113 | 832965 | 0.23763 | 0.40922
5610 | 130.8475 | 1.2515 | 176.5004 | 309.4387 | 855734 | 0.20197 | 0.35996
5611 | 127.6412 | 1.6215 | 186.5731 | 76.8801 | 843336 | 0.2135 | 0.37625
5612 | 124.7944 | 1.6377 | 222.8908 | 16.1295 | 865787 | 0.25505 | 0.43209
5613 | 123.4834 | 1.3484 | 276.9778 | 17.7152 | 902950 | 0.31694 | 0.50766
5614 | 118.3861 | 1.0746 | 280.7972 | 13.242 | 937160 | 0.32132 | 0.51269
5615 | 112.2015 | 0.7536 | 271.4095 | 6.6558 | 975515 | 0.31057 | 0.50027
5616 | 106.939 | 0.65765 | 297.7631 | 1.2533 | 1034679 | 0.34073 | 0.53456
5617 | 103.5263 | 0.48383 | 310.8067 | 0.30476 | 927153 | 0.35566 | 0.55088
5618 | 100.4352 | 0.42498 | 317.4609 | 0.55872 | 799148 | 0.36327 | 0.55905
5619 | 98.8639 | 0.40746 | 319.6506 | 0.49416 | 608979 | 0.36578 | 0.56171
5620 | 98.3179 | 0.40757 | 332.2453 | 0.00096 | 510284 | 0.38019 | 0.57683
5621 | 98.5803 | 0.40363 | 312.9112 | 0 | 577032 | 0.35806 | 0.55348
5622 | 99.0445 | 0.9627 | 307.3834 | 0.078393 | 892462 | 0.35174 | 0.54664
5623 | 101.4491 | 1.9604 | 263.1906 | 24.8638 | 931338 | 0.30117 | 0.48919
5624 | 105.5324 | 1.6543 | 217.232 | 206.3181 | 951340 | 0.24858 | 0.42368
5625 | 112.4623 | 1.4287 | 218.736 | 471.6542 | 887926 | 0.2503 | 0.42592
5626 | 123.6689 | 1.1711 | 235.4976 | 667.3592 | 811689 | 0.26948 | 0.45047
5627 | 129.0367 | 1.0745 | 256.5755 | 826.1376 | 853678 | 0.2936 | 0.48014
5628 | 131.827 | 1.0261 | 312.3957 | 887.8154 | 883629 | 0.35747 | 0.55284
5629 | 129.5268 | 1.3635 | 339.5836 | 926.4313 | 909924 | 0.38858 | 0.58546
5630 | 128.7309 | 1.2509 | 400.6482 | 927.9558 | 884769 | 0.45846 | 0.65294
5631 | 135.3231 | 0.86533 | 418.877 | 871.9122 | 856878 | 0.47932 | 0.67167
5632 | 134.7943 | 0.80116 | 370.224 | 694.2035 | 872078 | 0.42365 | 0.62027
5633 | 135.1106 | 0.86534 | 322.1105 | 526.5471 | 868637 | 0.36859 | 0.56469
5634 | 134.4844 | 1.2509 | 358.5104 | 278.4745 | 840697 | 0.41024 | 0.6072
5635 | 131.2287 | 1.6209 | 364.9478 | 78.2581 | 820986 | 0.41761 | 0.61442
5636 | 129.0739 | 1.6371 | 371.8559 | 14.2207 | 839605 | 0.42551 | 0.62207
5637 | 127.2935 | 1.3479 | 402.0915 | 17.5876 | 839876 | 0.46011 | 0.65444
5638 | 122.636 | 1.0743 | 420.315 | 14.1035 | 851484 | 0.48097 | 0.67312
5639 | 117.0627 | 0.75345 | 433.016 | 7.8288 | 906684 | 0.4955 | 0.68579
5640 | 111.6578 | 0.65758 | 421.3921 | 1.0648 | 903909 | 0.4822 | 0.67421
5641 | 106.5899 | 0.47937 | 441.9265 | 0.20688 | 860756 | 0.5057 | 0.69451
5642 | 101.9394 | 0.49269 | 462.9009 | 0.64956 | 789972 | 0.5297 | 0.71452
5643 | 102.0777 | 0.44102 | 488.8671 | 0.48272 | 655202 | 0.55941 | 0.73832
5644 | 100.8199 | 0.40266 | 498.6956 | 0.0012 | 521434 | 0.57066 | 0.74707
5645 | 100.721 | 0.40276 | 480.2281 | 0.0012 | 576554 | 0.54952 | 0.73052
5646 | 101.522 | 0.51959 | 466.7591 | 0.060823 | 911430 | 0.53411 | 0.71812
5647 | 103.2894 | 0.80655 | 449.651 | 18.3334 | 946337 | 0.51453 | 0.70196
5648 | 107.7108 | 1.1233 | 397.0021 | 173.6609 | 946140 | 0.45429 | 0.64911
5649 | 115.9086 | 1.6056 | 430.6435 | 409.0927 | 896759 | 0.49278 | 0.68344
5650 | 127.4287 | 1.5915 | 472.8093 | 609.5658 | 855362 | 0.54103 | 0.72373
5651 | 132.0393 | 1.4672 | 510.7049 | 718.4644 | 854686 | 0.5844 | 0.75756
5652 | 135.0673 | 1.5496 | 505.5876 | 799.2759 | 848558 | 0.57854 | 0.75312
5653 | 131.6386 | 1.5632 | 494.99 | 779.029 | 871974 | 0.56642 | 0.74379
5654 | 131.1924 | 1.3151 | 577.5508 | 725.4134 | 835773 | 0.66089 | 0.81241
5655 | 136.6298 | 1.1222 | 602.9321 | 661.2813 | 833556 | 0.68993 | 0.83178
5656 | 135.2068 | 0.95702 | 512.3678 | 528.2155 | 836017 | 0.5863 | 0.759
5657 | 135.1427 | 1.1223 | 473.3627 | 377.6787 | 847901 | 0.54167 | 0.72423
5658 | 132.5262 | 1.3428 | 436.3048 | 194.5097 | 834129 | 0.49926 | 0.68902
5659 | 128.8983 | 1.7289 | 377.1115 | 51.7132 | 839093 | 0.43153 | 0.62782
5660 | 126.9393 | 1.4396 | 377.8302 | 8.2309 | 798965 | 0.43235 | 0.62861
5661 | 124.5129 | 0.95747 | 356.3056 | 10.9448 | 797346 | 0.40772 | 0.6047
5662 | 118.8332 | 0.94364 | 338.5168 | 8.8994 | 853675 | 0.38736 | 0.58422
5663 | 112.6297 | 0.83371 | 317.6543 | 6.6323 | 889659 | 0.36349 | 0.55929
5664 | 107.0318 | 0.64168 | 278.2346 | 2.4462 | 937245 | 0.31838 | 0.50932
5665 | 103.6346 | 0.52137 | 208.3951 | 1.777 | 858674 | 0.23847 | 0.41033
5666 | 100.8626 | 0.47732 | 168.7594 | 1.3771 | 769406 | 0.19311 | 0.34719
5667 | 99.4628 | 0.44883 | 126.1835 | 0.55808 | 662396 | 0.14439 | 0.27274
5668 | 98.6429 | 0.4032 | 111.6088 | 0.0012 | 518564 | 0.12771 | 0.24549
5669 | 97.8533 | 0.40324 | 96.3393 | 0.044 | 583371 | 0.11024 | 0.21589
5670 | 98.3279 | 0.44887 | 78.4785 | 0.058541 | 900088 | 0.089803 | 0.17982
5671 | 101.0112 | 0.65656 | 61.8872 | 20.1911 | 949609 | 0.070817 | 0.14484
5672 | 106.6257 | 0.97531 | 47.0336 | 140.4903 | 913590 | 0.05382 | 0.11222
5673 | 111.4454 | 1.3405 | 37.5432 | 392.379 | 894438 | 0.042961 | 0.090705
5674 | 120.1543 | 1.6601 | 47.7036 | 704.7942 | 869249 | 0.054587 | 0.11372
5675 | 124.0404 | 1.7967 | 48.5474 | 914.1479 | 846026 | 0.055553 | 0.1156
5676 | 126.9845 | 1.8724 | 53.806 | 1007.8789 | 823623 | 0.06157 | 0.12725
5677 | 122.9402 | 1.659 | 81.0823 | 1110.9707 | 855412 | 0.092782 | 0.18518
5678 | 121.4283 | 1.4762 | 154.6809 | 1093.7156 | 850276 | 0.177 | 0.32338
5679 | 128.4026 | 1.2328 | 169.1264 | 967.7782 | 844206 | 0.19353 | 0.3478
5680 | 127.3946 | 1.1264 | 166.9268 | 778.6737 | 866349 | 0.19101 | 0.34413
5681 | 127.1036 | 0.79232 | 149.4995 | 601.7868 | 868671 | 0.17107 | 0.31442
5682 | 125.7445 | 1.1874 | 144.1634 | 313.9793 | 825274 | 0.16497 | 0.30508
5683 | 121.392 | 1.4462 | 175.0268 | 74.6657 | 830939 | 0.20028 | 0.35755
5684 | 117.5876 | 1.5377 | 245.0376 | 15.1484 | 828310 | 0.2804 | 0.46406
5685 | 116.2528 | 0.95963 | 298.3248 | 18.2497 | 819348 | 0.34137 | 0.53527
5686 | 111.5535 | 0.91388 | 341.4884 | 14.7437 | 863201 | 0.39076 | 0.58769
5687 | 106.5527 | 0.86842 | 352.8246 | 10.8208 | 882264 | 0.40374 | 0.60075
5688 | 105.7752 | 0.64119 | 349.869 | 2.468 | 901210 | 0.40035 | 0.59737
5689 | 101.7548 | 0.48377 | 321.5246 | 0.48544 | 847314 | 0.36792 | 0.56399
5690 | 98.3571 | 0.42493 | 336.869 | 0.78884 | 777785 | 0.38548 | 0.58228
5691 | 97.8241 | 0.40739 | 341.0337 | 0.51048 | 649632 | 0.39024 | 0.58716
5692 | 95.9675 | 0.4075 | 287.5947 | 0 | 521003 | 0.32909 | 0.52154
5693 | 94.2426 | 0.40361 | 251.2828 | 0 | 577748 | 0.28754 | 0.47282
5694 | 93.5288 | 0.96273 | 239.2832 | 0.20122 | 924563 | 0.27381 | 0.4559
5695 | 93.9877 | 1.9606 | 203.1219 | 36.9961 | 962650 | 0.23243 | 0.40224
5696 | 94.9745 | 1.6544 | 176.494 | 277.2731 | 926287 | 0.20196 | 0.35995
5697 | 94.2437 | 1.4289 | 127.0786 | 599.722 | 870586 | 0.14542 | 0.27438
5698 | 97.0171 | 1.1712 | 101.9614 | 894.1507 | 877612 | 0.11667 | 0.22692
5699 | 100.5117 | 1.0746 | 84.4601 | 1076.5762 | 882003 | 0.096647 | 0.19208
5700 | 102.5623 | 1.0262 | 82.0434 | 1263.5136 | 847463 | 0.093882 | 0.18715
5701 | 99.1682 | 1.3638 | 69.3337 | 1344.846 | 874693 | 0.079338 | 0.16072
5702 | 99.3212 | 1.2512 | 133.6921 | 1319.2943 | 887283 | 0.15298 | 0.28641
5703 | 102.2478 | 0.86559 | 154.5555 | 1232.0729 | 860951 | 0.17686 | 0.32316
5704 | 101.9184 | 0.8015 | 157.1524 | 1042.5939 | 890088 | 0.17983 | 0.32761
5705 | 101.3113 | 0.86574 | 160.1621 | 739.8168 | 883055 | 0.18327 | 0.33274
5706 | 100.0548 | 1.2515 | 142.022 | 373.2876 | 837846 | 0.16252 | 0.3013
5707 | 98.2931 | 1.6216 | 142.1655 | 78.0812 | 830764 | 0.16268 | 0.30155
5708 | 98.3935 | 1.6378 | 145.2868 | 16.2218 | 831572 | 0.16625 | 0.30705
5709 | 100.3324 | 1.3483 | 157.9814 | 19.674 | 837321 | 0.18078 | 0.32903
5710 | 98.0231 | 1.0749 | 140.9512 | 15.205 | 864057 | 0.16129 | 0.2994
5711 | 97.7542 | 0.75376 | 99.6224 | 11.3783 | 899108 | 0.114 | 0.22235
5712 | 94.6655 | 0.65776 | 77.6977 | 2.9052 | 911051 | 0.088909 | 0.17821
5713 | 92.5923 | 0.48392 | 52.4243 | 0.5042 | 867392 | 0.059989 | 0.1242
5714 | 88.5383 | 0.42507 | 26.7744 | 0.7942 | 786841 | 0.030638 | 0.065627
5715 | 87.8095 | 0.40776 | 21.4826 | 0.51264 | 647361 | 0.024582 | 0.053034
5716 | 86.9074 | 0.40796 | 13.9755 | 0.0016 | 518600 | 0.015992 | 0.034857
5717 | 86.95 | 0.40383 | 13.5755 | 0.0012 | 567169 | 0.015534 | 0.033878
5718 | 88.1553 | 0.96297 | 29.0555 | 0.23295 | 901852 | 0.033248 | 0.070999
5719 | 87.1473 | 1.9608 | 42.4597 | 41.37 | 962400 | 0.048587 | 0.10192
5720 | 88.1289 | 1.6548 | 42.4624 | 269.8181 | 918524 | 0.04859 | 0.10192
5721 | 88.9706 | 1.4294 | 29.0702 | 589.5219 | 857531 | 0.033265 | 0.071034
5722 | 89.0292 | 1.1719 | 15.3859 | 858.4825 | 887863 | 0.017606 | 0.0383
5723 | 88.6909 | 1.0751 | 7.5874 | 1036.6374 | 870529 | 0.0086822 | 0.019091
5724 | 90.5307 | 1.027 | 7.1326 | 1147.3238 | 851832 | 0.0081618 | 0.017958
5725 | 91.1916 | 1.3646 | 11.376 | 1187.2005 | 868459 | 0.013017 | 0.028475
5726 | 92.0147 | 1.2518 | 55.1045 | 1122.7594 | 853060 | 0.063056 | 0.1301
5727 | 93.305 | 0.86585 | 57.9482 | 987.5671 | 806568 | 0.06631 | 0.13631
5728 | 93.8925 | 0.80159 | 42.3265 | 815.0805 | 827769 | 0.048434 | 0.10162
5729 | 95.1618 | 0.86576 | 21.444 | 577.131 | 833839 | 0.024538 | 0.052942
5730 | 95.6535 | 1.2515 | 10.4923 | 281.6682 | 806780 | 0.012006 | 0.026295
5731 | 97.126 | 1.6216 | 14.6709 | 60.8102 | 838253 | 0.016788 | 0.036556
5732 | 98.738 | 1.6378 | 14.8013 | 13.6196 | 808126 | 0.016937 | 0.036875
5733 | 100.2434 | 1.3483 | 18.1409 | 14.6105 | 818128 | 0.020759 | 0.044989
5734 | 98.464 | 1.0748 | 20.5045 | 11.1942 | 821434 | 0.023463 | 0.050687
5735 | 94.9255 | 0.75373 | 29.7543 | 9.634 | 896307 | 0.034048 | 0.072639
5736 | 92.7948 | 0.65776 | 35.8782 | 2.6798 | 910110 | 0.041055 | 0.086875
5737 | 88.0988 | 0.48392 | 43.1025 | 0.28176 | 823820 | 0.049322 | 0.10337
5738 | 85.7618 | 0.42512 | 71.9881 | 0.65064 | 704713 | 0.082376 | 0.16631
5739 | 85.3842 | 0.40793 | 98.6591 | 0.48024 | 619469 | 0.1129 | 0.22046
5740 | 85.6899 | 0.40802 | 140.0678 | 0.03256 | 536692 | 0.16028 | 0.29783
5741 | 85.789 | 0.40394 | 181.6665 | 0.0012 | 588203 | 0.20788 | 0.36836
5742 | 87.4446 | 0.96311 | 187.4276 | 0.13164 | 900975 | 0.21447 | 0.37762
5743 | 92.2577 | 1.9611 | 222.368 | 31.5858 | 1031295 | 0.25446 | 0.43132
5744 | 95.7778 | 1.6547 | 254.0222 | 207.9442 | 993687 | 0.29068 | 0.47662
5745 | 103.2596 | 1.429 | 215.8517 | 445.1697 | 935386 | 0.247 | 0.42161
5746 | 114.1086 | 1.1714 | 196.2636 | 699.2548 | 885697 | 0.22458 | 0.39159
5747 | 116.1339 | 1.0748 | 173.7362 | 868.0976 | 866553 | 0.19881 | 0.35543
5748 | 118.7024 | 1.0265 | 162.3846 | 880.1935 | 861610 | 0.18582 | 0.3365
5749 | 115.43 | 1.364 | 129.7694 | 834.9395 | 828147 | 0.14849 | 0.2793
5750 | 114.931 | 1.2514 | 171.0009 | 741.3343 | 840847 | 0.19568 | 0.35091
5751 | 121.67 | 0.8657 | 177.5551 | 623.8851 | 802782 | 0.20318 | 0.36169
5752 | 121.4009 | 0.80151 | 172.7269 | 495.9419 | 798686 | 0.19765 | 0.35376
5753 | 121.9639 | 0.86573 | 112.8681 | 351.5186 | 796574 | 0.12915 | 0.24788
5754 | 121.0248 | 1.2515 | 85.3015 | 185.2673 | 805675 | 0.09761 | 0.19379
5755 | 117.5865 | 1.6217 | 70.1274 | 42.1288 | 810722 | 0.080247 | 0.1624
5756 | 115.5663 | 1.638 | 66.1315 | 9.739 | 842582 | 0.075674 | 0.15393
5757 | 113.2074 | 1.3484 | 71.5494 | 11.0576 | 814721 | 0.081874 | 0.16539
5758 | 109.7846 | 1.075 | 79.4636 | 7.888 | 902837 | 0.09093 | 0.18186
5759 | 106.618 | 0.75383 | 99.4207 | 6.0673 | 948624 | 0.11377 | 0.22195
5760 | 102.6314 | 0.65786 | 142.4094 | 2.0335 | 920905 | 0.16296 | 0.30198
5761 | 99.0735 | 0.48397 | 172.8802 | 0.25264 | 851970 | 0.19783 | 0.35402
5762 | 97.5769 | 0.42516 | 241.1535 | 0.63216 | 762662 | 0.27595 | 0.45856
5763 | 97.6524 | 0.408 | 240.3913 | 0.492 | 640646 | 0.27508 | 0.45748
5764 | 95.952 | 0.40807 | 221.3854 | 0.0012 | 519483 | 0.25333 | 0.42986
5765 | 95.8104 | 0.40396 | 175.1692 | 0.0012 | 572845 | 0.20045 | 0.35778
5766 | 96.7039 | 0.96308 | 164.7252 | 0.03408 | 933276 | 0.18849 | 0.34044
5767 | 99.2835 | 1.9611 | 186.933 | 21.3966 | 1065876 | 0.21391 | 0.37683
5768 | 101.1917 | 1.6547 | 197.1911 | 207.6666 | 1121549 | 0.22565 | 0.39304
5769 | 107.0936 | 1.4289 | 278.8743 | 559.7637 | 1027931 | 0.31912 | 0.51017
5770 | 110.5812 | 1.1712 | 280.6264 | 893.4533 | 942879 | 0.32112 | 0.51247
5771 | 112.5665 | 1.0745 | 292.8043 | 1125.3757 | 935096 | 0.33506 | 0.52824
5772 | 113.2326 | 1.0261 | 283.6221 | 1252.4382 | 893698 | 0.32455 | 0.51638
5773 | 108.4199 | 1.3635 | 289.3696 | 1299.3513 | 880911 | 0.33112 | 0.52383
5774 | 107.8774 | 1.2508 | 337.4404 | 1281.5371 | 922071 | 0.38613 | 0.58295
5775 | 113.8876 | 0.86534 | 317.3154 | 1183.3212 | 875228 | 0.3631 | 0.55887
5776 | 113.3195 | 0.80121 | 318.1362 | 1015.0783 | 899493 | 0.36404 | 0.55987
5777 | 114.7652 | 0.86542 | 272.7194 | 732.9605 | 820289 | 0.31207 | 0.50201
5778 | 114.6701 | 1.2511 | 245.6321 | 341.3797 | 848986 | 0.28108 | 0.4649
5779 | 112.3605 | 1.6211 | 264.0513 | 57.9999 | 856696 | 0.30215 | 0.49036
5780 | 111.7136 | 1.6374 | 254.1885 | 16.2537 | 797494 | 0.29087 | 0.47685
5781 | 110.0244 | 1.3481 | 268.2366 | 19.4125 | 870202 | 0.30694 | 0.49601
5782 | 107.6551 | 1.0746 | 258.1994 | 15.4413 | 928769 | 0.29546 | 0.48238
5783 | 104.2848 | 0.75362 | 237.0797 | 10.8724 | 931508 | 0.27129 | 0.45275
5784 | 100.2859 | 0.65772 | 214.5042 | 2.7132 | 958081 | 0.24546 | 0.41958
5785 | 98.1352 | 0.48393 | 217.133 | 0.59528 | 847334 | 0.24846 | 0.42353
5786 | 94.3152 | 0.42516 | 197.5268 | 0.77364 | 748500 | 0.22603 | 0.39356
5787 | 94.5375 | 0.40812 | 192.3682 | 0.49644 | 575090 | 0.22013 | 0.38546
5788 | 93.9 | 0.4083 | 152.4744 | 0.02976 | 476885 | 0.17448 | 0.31958
5789 | 93.9431 | 0.40414 | 122.6205 | 0.0012 | 535417 | 0.14031 | 0.26616
5790 | 96.0945 | 0.96345 | 108.0412 | 0.031066 | 856024 | 0.12363 | 0.23867
5791 | 98.0374 | 1.962 | 111.354 | 10.2667 | 918645 | 0.12742 | 0.245
5792 | 101.4184 | 1.6556 | 114.637 | 92.7301 | 886039 | 0.13118 | 0.25123
5793 | 106.8222 | 1.4298 | 132.8333 | 231.6836 | 847220 | 0.152 | 0.28486
5794 | 109.2426 | 1.1718 | 113.2561 | 385.1859 | 787338 | 0.1296 | 0.24862
5795 | 110.2844 | 1.075 | 85.7742 | 558.4666 | 812952 | 0.098151 | 0.19475
5796 | 111.3564 | 1.0266 | 109.8497 | 706.2376 | 823447 | 0.1257 | 0.24213
5797 | 106.4985 | 1.3642 | 103.9862 | 786.1587 | 850192 | 0.11899 | 0.23085
5798 | 106.3786 | 1.2515 | 154.9156 | 801.3092 | 842180 | 0.17727 | 0.32378
5799 | 110.3194 | 0.86579 | 189.049 | 733.6412 | 809424 | 0.21633 | 0.3802
5800 | 110.1056 | 0.80161 | 221.5619 | 568.9256 | 808545 | 0.25353 | 0.43012
5801 | 110.7207 | 0.86584 | 233.4861 | 426.99 | 828085 | 0.26718 | 0.44757
5802 | 109.7302 | 1.2517 | 287.6957 | 230.6162 | 802911 | 0.32921 | 0.52167
5803 | 107.646 | 1.622 | 274.3121 | 50.2353 | 797286 | 0.31389 | 0.50413
5804 | 109.2798 | 1.6383 | 284.3629 | 12.3978 | 809551 | 0.3254 | 0.51735
5805 | 109.8837 | 1.3488 | 304.5683 | 12.1053 | 774016 | 0.34852 | 0.54313
5806 | 107.5318 | 1.0754 | 286.4891 | 7.5711 | 814523 | 0.32783 | 0.52011
5807 | 104.574 | 0.75416 | 234.5395 | 3.1544 | 826829 | 0.26838 | 0.44909
5808 | 100.251 | 0.65817 | 182.6405 | 0.70748 | 857396 | 0.209 | 0.36994
5809 | 98.2451 | 0.47978 | 169.3221 | 0.22272 | 803839 | 0.19375 | 0.34813
5810 | 94.1123 | 0.49304 | 154.9073 | 0.14168 | 707239 | 0.17726 | 0.32377
5811 | 94.1361 | 0.4414 | 167.2322 | 0.0008 | 607606 | 0.19136 | 0.34464
5812 | 94.0967 | 0.40333 | 173.3226 | 0.0012 | 476938 | 0.19833 | 0.35475
5813 | 94.8802 | 0.4034 | 179.413 | 0.080074 | 530202 | 0.2053 | 0.36471
5814 | 96.9969 | 0.51991 | 178.9677 | 0.48488 | 843601 | 0.20479 | 0.36399
5815 | 98.6261 | 0.8071 | 188.1603 | 32.7122 | 882312 | 0.21531 | 0.37879
5816 | 100.9661 | 1.1242 | 169.2071 | 258.4014 | 855183 | 0.19362 | 0.34793
5817 | 104.9476 | 1.6071 | 138.5238 | 636.064 | 837127 | 0.15851 | 0.29508
5818 | 108.3818 | 1.593 | 131.6421 | 945.9376 | 824868 | 0.15064 | 0.2827
5819 | 109.9019 | 1.4684 | 130.442 | 1152.7139 | 794150 | 0.14926 | 0.28052
5820 | 109.3777 | 1.551 | 125.4322 | 1260.8641 | 789534 | 0.14353 | 0.27136
5821 | 106.8984 | 1.5641 | 144.0335 | 1263.0946 | 856555 | 0.16482 | 0.30485
5822 | 106.2665 | 1.3159 | 182.7293 | 1215.5481 | 817949 | 0.2091 | 0.37008
5823 | 112.3643 | 1.1229 | 194.5242 | 1096.0114 | 840691 | 0.22259 | 0.38886
5824 | 111.8458 | 0.95762 | 157.8751 | 941.2078 | 814862 | 0.18066 | 0.32885
5825 | 112.6303 | 1.1229 | 138.2002 | 665.1468 | 806970 | 0.15814 | 0.2945
5826 | 112.9133 | 1.3435 | 142.5289 | 293.1928 | 806245 | 0.1631 | 0.3022
5827 | 111.479 | 1.7297 | 132.8141 | 49.7614 | 807107 | 0.15198 | 0.28482
5828 | 112.0041 | 1.4403 | 155.7426 | 15.3328 | 795586 | 0.17822 | 0.3252
5829 | 110.5709 | 0.95802 | 182.9508 | 17.8508 | 421004 | 0.20935 | 0.37044
5830 | 108.7858 | 0.94432 | 172.784 | 13.1803 | 407412 | 0.19772 | 0.35386
5831 | 105.0126 | 0.83422 | 175.882 | 8.7764 | 389539 | 0.20126 | 0.35895
5832 | 101.4695 | 0.64201 | 153.9137 | 2.308 | 374464 | 0.17612 | 0.32206
5833 | 99.5222 | 0.52163 | 131.347 | 0.44756 | 334944 | 0.1503 | 0.28217
5834 | 94.5617 | 0.47756 | 122.5941 | 0.77092 | 314225 | 0.14028 | 0.26611
5835 | 93.0318 | 0.44909 | 126.4409 | 0.48888 | 578247 | 0.14469 | 0.27321
5836 | 93.3004 | 0.40368 | 143.6757 | 0.00256 | 469584 | 0.16441 | 0.30422
5837 | 95.236 | 0.40372 | 146.5696 | 0.0012 | 517148 | 0.16772 | 0.3093
5838 | 96.0185 | 0.44912 | 144.74 | 0.34981 | 841979 | 0.16563 | 0.30609
5839 | 98.4823 | 0.65683 | 132.1216 | 23.2558 | 875028 | 0.15119 | 0.28357
5840 | 100.903 | 0.97556 | 130.2077 | 235.3128 | 835157 | 0.149 | 0.2801
5841 | 104.0879 | 1.3405 | 129.6231 | 640.5373 | 748877 | 0.14833 | 0.27903
5842 | 106.6412 | 1.6599 | 143.7115 | 997.676 | 799006 | 0.16445 | 0.30428
5843 | 107.343 | 1.7964 | 127.3503 | 1205.5353 | 776335 | 0.14573 | 0.27488
5844 | 109.5705 | 1.8719 | 116.9349 | 1315.7724 | 795103 | 0.13381 | 0.25556
5845 | 107.2368 | 1.6578 | 124.6241 | 1321.2322 | 795270 | 0.14261 | 0.26987
5846 | 106.7596 | 1.4753 | 187.8612 | 1260.1435 | 806959 | 0.21497 | 0.37831
5847 | 112.1042 | 1.232 | 187.8442 | 1170.566 | 788977 | 0.21495 | 0.37828
5848 | 112.3466 | 1.1256 | 179.7951 | 973.0142 | 766251 | 0.20574 | 0.36533
5849 | 113.6255 | 0.79187 | 147.3543 | 678.6563 | 772315 | 0.16862 | 0.31068
5850 | 113.2324 | 1.1868 | 108.9621 | 315.8172 | 807789 | 0.12469 | 0.24044
5851 | 110.5831 | 1.4453 | 81.033 | 54.2188 | 786739 | 0.092726 | 0.18508
5852 | 110.298 | 1.5368 | 93.1235 | 14.3009 | 785825 | 0.10656 | 0.20951
5853 | 109.455 | 0.95952 | 98.6002 | 17.6426 | 787423 | 0.11283 | 0.22034
5854 | 104.9516 | 0.91413 | 92.9772 | 12.9303 | 806844 | 0.10639 | 0.20922
5855 | 102.3173 | 0.86878 | 80.3833 | 9.1792 | 819997 | 0.091982 | 0.18375
5856 | 100.3518 | 0.64152 | 77.1192 | 2.3586 | 355795 | 0.088247 | 0.17701
5857 | 96.8832 | 0.48411 | 64.6712 | 0.46484 | 803748 | 0.074003 | 0.15081
5858 | 94.3344 | 0.42543 | 68.4079 | 0.793 | 686863 | 0.078279 | 0.15876
5859 | 92.8884 | 0.40891 | 67.0248 | 0.49872 | 598743 | 0.076696 | 0.15583
5860 | 91.469 | 0.40921 | 54.6424 | 0.0054 | 480413 | 0.062527 | 0.12908
5861 | 90.0219 | 0.40476 | 57.7048 | 0.077011 | 547397 | 0.066031 | 0.13578
5862 | 91.2649 | 0.96429 | 65.0089 | 0.48285 | 844017 | 0.07439 | 0.15153
5863 | 92.7718 | 1.9639 | 74.1908 | 35.5038 | 877531 | 0.084896 | 0.17092
5864 | 95.7695 | 1.6568 | 72.8913 | 281.2141 | 851880 | 0.083409 | 0.16821
5865 | 96.5756 | 1.4303 | 88.7321 | 655.1841 | 825229 | 0.10154 | 0.20073
5866 | 96.8666 | 1.172 | 94.5419 | 914.4972 | 826936 | 0.10818 | 0.21233
5867 | 98.5461 | 1.0749 | 108.3273 | 979.3524 | 806088 | 0.12396 | 0.23922
5868 | 99.556 | 1.0263 | 103.2901 | 1000.8297 | 864421 | 0.11819 | 0.2295
5869 | 99.0343 | 1.3631 | 85.9375 | 961.97 | 859418 | 0.098338 | 0.19508
5870 | 98.2105 | 1.2505 | 124.7087 | 893.6198 | 889481 | 0.1427 | 0.27002
5871 | 101.4406 | 0.86507 | 128.3289 | 771.1322 | 857356 | 0.14685 | 0.27667
5872 | 100.7809 | 0.80097 | 112.5471 | 594.6529 | 829494 | 0.12879 | 0.24727
5873 | 100.4895 | 0.86524 | 69.7445 | 412.0112 | 825551 | 0.079808 | 0.16159
5874 | 98.8847 | 1.251 | 49.1565 | 199.7263 | 815187 | 0.05625 | 0.11696
5875 | 98.1166 | 1.6212 | 49.088 | 43.6414 | 808994 | 0.056171 | 0.11681
5876 | 99.9626 | 1.6375 | 62.2812 | 16.413 | 819200 | 0.071268 | 0.14568
5877 | 99.4459 | 1.3485 | 66.7024 | 18.5071 | 820899 | 0.076327 | 0.15514
5878 | 96.4229 | 1.0752 | 62.5223 | 14.241 | 849302 | 0.071544 | 0.1462
5879 | 95.7594 | 0.75399 | 52.5103 | 9.9359 | 870926 | 0.060087 | 0.12439
5880 | 93.1081 | 0.65804 | 33.6842 | 1.6455 | 886489 | 0.038545 | 0.081801
5881 | 90.632 | 0.4841 | 26.9925 | 0.46248 | 821019 | 0.030887 | 0.066142
5882 | 85.5483 | 0.42527 | 27.1838 | 0.79016 | 721963 | 0.031106 | 0.066593
5883 | 84.9161 | 0.40819 | 27.4413 | 0.49656 | 614781 | 0.031401 | 0.067201
5884 | 83.7142 | 0.40825 | 29.4043 | 0.00576 | 477151 | 0.033647 | 0.071818
5885 | 83.5042 | 0.40405 | 34.8657 | 0.08064 | 546414 | 0.039897 | 0.084537
5886 | 85.4508 | 0.96322 | 36.0542 | 0.52486 | 868688 | 0.041257 | 0.08728
5887 | 85.4818 | 1.9614 | 41.4362 | 30.4087 | 919824 | 0.047415 | 0.099596
5888 | 87.1156 | 1.6553 | 46.1228 | 266.6606 | 877571 | 0.052778 | 0.11018
5889 | 86.2083 | 1.4296 | 46.1281 | 650.2779 | 818217 | 0.052784 | 0.11019
5890 | 86.3806 | 1.1716 | 44.376 | 978.6564 | 824986 | 0.050779 | 0.10625
5891 | 87.3398 | 1.0747 | 37.8061 | 1160.689 | 841095 | 0.043261 | 0.091309
5892 | 89.252 | 1.0262 | 45.2075 | 1243.4806 | 860461 | 0.051731 | 0.10812
5893 | 89.4072 | 1.3632 | 56.482 | 1224.1127 | 854150 | 0.064632 | 0.13311
5894 | 90.1527 | 1.2508 | 100.2337 | 1176.3864 | 847554 | 0.1147 | 0.22354
5895 | 91.2506 | 0.86525 | 102.5256 | 1069.469 | 837267 | 0.11732 | 0.22802
5896 | 91.9967 | 0.80107 | 70.6051 | 907.4871 | 780741 | 0.080793 | 0.1634
5897 | 92.1769 | 0.8652 | 52.0996 | 596.3749 | 819801 | 0.059617 | 0.12349
5898 | 92.6355 | 1.2507 | 47.3161 | 230.2315 | 798921 | 0.054144 | 0.11285
5899 | 95.2274 | 1.6204 | 41.2114 | 42.5488 | 803319 | 0.047158 | 0.099085
5900 | 97.3989 | 1.6367 | 55.9434 | 15.5226 | 779259 | 0.064016 | 0.13193
5901 | 97.9083 | 1.3479 | 46.2802 | 19.1054 | 844585 | 0.052958 | 0.11053
5902 | 96.2677 | 1.0748 | 35.1115 | 14.5467 | 825253 | 0.040178 | 0.085105
5903 | 93.8055 | 0.75375 | 45.6471 | 9.4448 | 864359 | 0.052234 | 0.10911
5904 | 90.6469 | 0.65785 | 32.801 | 2.2022 | 867732 | 0.037534 | 0.079751
5905 | 86.823 | 0.48403 | 36.7602 | 0.47228 | 780991 | 0.042065 | 0.088906
5906 | 83.7031 | 0.42529 | 41.4836 | 0.78976 | 705211 | 0.04747 | 0.099703
5907 | 84.1097 | 0.40845 | 28.923 | 0.4968 | 581649 | 0.033096 | 0.070688
5908 | 84.8555 | 0.40867 | 40.2456 | 0.01728 | 494313 | 0.046053 | 0.096886
5909 | 85.1538 | 0.4044 | 59.4073 | 0 | 551882 | 0.06798 | 0.13948
5910 | 86.9133 | 0.96379 | 50.6976 | 0.053092 | 849627 | 0.058013 | 0.12038
5911 | 88.1082 | 1.963 | 58.6491 | 16.2987 | 946964 | 0.067112 | 0.13783
5912 | 96.826 | 1.6567 | 57.4896 | 130.1533 | 938653 | 0.065785 | 0.13531
5913 | 104.037 | 1.431 | 57.7387 | 347.4572 | 903640 | 0.06607 | 0.13585
5914 | 109.1233 | 1.1732 | 55.862 | 623.645 | 856001 | 0.063923 | 0.13176
5915 | 111.2379 | 1.076 | 53.9243 | 853.5081 | 801906 | 0.061705 | 0.12751
5916 | 112.1546 | 1.0275 | 71.6625 | 994.5363 | 790388 | 0.082003 | 0.16563
5917 | 110.6956 | 1.3648 | 93.5518 | 994.5772 | 779778 | 0.10705 | 0.21037
5918 | 111.1194 | 1.2521 | 110.675 | 901.9288 | 805947 | 0.12665 | 0.24371
5919 | 116.529 | 0.86589 | 89.7479 | 722.1958 | 781267 | 0.1027 | 0.20277
5920 | 116.9251 | 0.80153 | 60.7338 | 561.3499 | 773441 | 0.069497 | 0.14235
5921 | 117.6281 | 0.86567 | 38.7451 | 389.4723 | 742151 | 0.044336 | 0.09346
5922 | 116.8536 | 1.2514 | 29.3718 | 209.2179 | 759753 | 0.03361 | 0.071742
5923 | 113.3744 | 1.6215 | 35.9877 | 44.9996 | 755318 | 0.041181 | 0.087127
5924 | 113.3433 | 1.6378 | 48.3674 | 13.2602 | 786978 | 0.055347 | 0.1152
5925 | 111.14 | 1.3488 | 67.8764 | 16.8679 | 825406 | 0.077671 | 0.15764
5926 | 107.1159 | 1.0754 | 69.94 | 13.2141 | 889816 | 0.080032 | 0.162
5927 | 102.9184 | 0.75417 | 74.1954 | 8.3361 | 900920 | 0.084902 | 0.17093
5928 | 102.0145 | 0.65819 | 73.7014 | 2.4644 | 948048 | 0.084336 | 0.1699
5929 | 97.5483 | 0.48428 | 79.8558 | 1.068 | 830851 | 0.091379 | 0.18266
5930 | 94.9882 | 0.42557 | 66.1668 | 0.69428 | 739228 | 0.075714 | 0.154
5931 | 94.878 | 0.40915 | 77.3359 | 0.47904 | 597718 | 0.088495 | 0.17746
5932 | 94.4607 | 0.40933 | 74.9837 | 0.01836 | 481005 | 0.085804 | 0.17258
5933 | 95.3834 | 0.40475 | 58.1489 | 0 | 540800 | 0.06654 | 0.13674
5934 | 96.6639 | 0.96409 | 46.9814 | 0.048054 | 875784 | 0.053761 | 0.1121
5935 | 99.2383 | 1.9635 | 48.5892 | 9.6923 | 1019423 | 0.055601 | 0.11569
5936 | 103.8386 | 1.6568 | 43.4109 | 73.5621 | 1024277 | 0.049675 | 0.10407
5937 | 105.9273 | 1.4305 | 31.1546 | 168.8011 | 997492 | 0.03565 | 0.075915
5938 | 110.1574 | 1.1721 | 22.9001 | 231.6324 | 889050 | 0.026205 | 0.056425
5939 | 113.2961 | 1.0749 | 20.9624 | 251.3255 | 864478 | 0.023987 | 0.051787
5940 | 114.4373 | 1.0263 | 18.6054 | 260.5776 | 817415 | 0.02129 | 0.046111
5941 | 110.7857 | 1.3629 | 10.1418 | 282.9942 | 833537 | 0.011605 | 0.025429
5942 | 110.0552 | 1.2503 | 48.9516 | 267.4662 | 837837 | 0.056015 | 0.1165
5943 | 115.5541 | 0.86496 | 43.0773 | 212.0481 | 837182 | 0.049293 | 0.10332
5944 | 114.2175 | 0.80085 | 30.477 | 170.4988 | 829847 | 0.034875 | 0.074331
5945 | 115.7212 | 0.86507 | 19.0984 | 111.6368 | 803461 | 0.021854 | 0.047302
5946 | 114.878 | 1.2507 | 20.6068 | 42.7812 | 796572 | 0.02358 | 0.050933
5947 | 113.0279 | 1.6207 | 12.9763 | 10.8557 | 825985 | 0.014849 | 0.032409
5948 | 112.8762 | 1.6369 | 11.6834 | 4.7495 | 853261 | 0.013369 | 0.029232
5949 | 111.2817 | 1.348 | 15.8957 | 3.8896 | 905309 | 0.018189 | 0.039542
5950 | 107.2875 | 1.0748 | 8.4082 | 0.5962 | 912521 | 0.0096214 | 0.021132
5951 | 104.9111 | 0.75373 | 10.5929 | 0.01752 | 978407 | 0.012121 | 0.026543
5952 | 102.6729 | 0.6578 | 17.3868 | 0.01456 | 988047 | 0.019896 | 0.043163
5953 | 100.3618 | 0.48395 | 18.2441 | 0.0016 | 876286 | 0.020877 | 0.045238
5954 | 96.8925 | 0.42514 | 19.8048 | 0.47296 | 745742 | 0.022663 | 0.049004
5955 | 96.3412 | 0.40798 | 15.3174 | 0.30208 | 593224 | 0.017528 | 0.038133
5956 | 95.1373 | 0.40807 | 13.9839 | 0.0016 | 480055 | 0.016002 | 0.034877
5957 | 96.4115 | 0.40395 | 27.8003 | 0.0016 | 538534 | 0.031812 | 0.068047
5958 | 97.5451 | 0.96313 | 32.438 | 0.030145 | 858289 | 0.037119 | 0.078906
5959 | 100.0302 | 1.9612 | 24.9767 | 3.2986 | 866049 | 0.028581 | 0.061369
5960 | 103.2615 | 1.6549 | 27.2505 | 47.3219 | 861038 | 0.031183 | 0.066751
5961 | 105.2818 | 1.4291 | 24.0716 | 118.5347 | 809266 | 0.027545 | 0.059218
5962 | 111.5453 | 1.1712 | 14.9937 | 183.0278 | 827152 | 0.017157 | 0.037344
5963 | 114.6112 | 1.0742 | 14.6941 | 259.9825 | 810548 | 0.016814 | 0.036613
5964 | 116.0877 | 1.0256 | 21.7126 | 342.1646 | 893555 | 0.024846 | 0.053585
5965 | 113.1727 | 1.3622 | 27.537 | 349.0808 | 922845 | 0.031511 | 0.067427
5966 | 112.164 | 1.2498 | 52.6386 | 288.7132 | 919358 | 0.060234 | 0.12468
5967 | 117.3246 | 0.86475 | 73.3597 | 232.7726 | 918695 | 0.083945 | 0.16919
5968 | 116.0398 | 0.80072 | 77.6785 | 154.7715 | 903643 | 0.088887 | 0.17817
5969 | 115.3213 | 0.86496 | 88.9259 | 96.7957 | 869657 | 0.10176 | 0.20112
5970 | 114.1776 | 1.2505 | 70.4233 | 39.2076 | 872147 | 0.080585 | 0.16302
5971 | 111.2932 | 1.6202 | 70.5187 | 9.3317 | 869270 | 0.080694 | 0.16322
5972 | 110.7571 | 1.6362 | 64.9407 | 5.5032 | 899568 | 0.074312 | 0.15139
5973 | 108.2427 | 1.3473 | 57.784 | 3.9746 | 889769 | 0.066122 | 0.13595
5974 | 106.7388 | 1.0742 | 34.1796 | 0.83636 | 916977 | 0.039112 | 0.082949
5975 | 104.5756 | 0.75328 | 23.6581 | 0.20608 | 959766 | 0.027072 | 0.058233
5976 | 102.6715 | 0.65736 | 38.726 | 0.14856 | 950943 | 0.044314 | 0.093416
5977 | 99.7645 | 0.47914 | 51.4892 | 0.0016 | 884341 | 0.058919 | 0.12214
5978 | 96.1863 | 0.49238 | 71.208 | 0.42744 | 760527 | 0.081483 | 0.16467
5979 | 95.6303 | 0.44066 | 88.8077 | 0.0012 | 652992 | 0.10162 | 0.20088
5980 | 95.0426 | 0.40189 | 131.128 | 0.0016 | 519875 | 0.15005 | 0.28177
5981 | 94.634 | 0.40191 | 179.456 | 0.0012 | 585229 | 0.20535 | 0.36478
5982 | 95.7074 | 0.51915 | 195.0774 | 0.039926 | 935513 | 0.22323 | 0.38973
5983 | 98.8407 | 0.80587 | 170.8082 | 8.2628 | 965680 | 0.19546 | 0.35059
5984 | 101.6549 | 1.1223 | 133.1776 | 92.0725 | 933445 | 0.15239 | 0.28548
5985 | 104.7705 | 1.6042 | 142.4618 | 256.4917 | 900010 | 0.16302 | 0.30208
5986 | 110.1731 | 1.5899 | 120.3694 | 455.2345 | 902258 | 0.13774 | 0.26198
5987 | 110.8885 | 1.4657 | 121.0465 | 676.9508 | 906662 | 0.13851 | 0.26324
5988 | 113.0819 | 1.548 | 92.5076 | 816.3789 | 876205 | 0.10586 | 0.20829
5989 | 109.2823 | 1.5611 | 79.7221 | 892.6444 | 888904 | 0.091226 | 0.18239
5990 | 109.6659 | 1.3136 | 125.0541 | 919.6978 | 903617 | 0.1431 | 0.27066
5991 | 114.6496 | 1.121 | 130.2607 | 856.9298 | 864290 | 0.14906 | 0.28019
5992 | 114.4811 | 0.956 | 93.1438 | 771.381 | 872176 | 0.10658 | 0.20956
5993 | 115.5592 | 1.121 | 83.0869 | 554.9599 | 837466 | 0.095076 | 0.18928
5994 | 114.4808 | 1.3412 | 75.3015 | 249.4686 | 886125 | 0.086167 | 0.17324
5995 | 112.8295 | 1.7265 | 87.3232 | 42.5109 | 863546 | 0.099924 | 0.19789
5996 | 113.9434 | 1.4375 | 121.8561 | 15.7349 | 847499 | 0.13944 | 0.26475
5997 | 110.938 | 0.95639 | 126.374 | 18.1203 | 882652 | 0.14461 | 0.27309
5998 | 106.8213 | 0.94272 | 106.6657 | 13.2378 | 906590 | 0.12206 | 0.23603
5999 | 102.5709 | 0.83288 | 111.7164 | 7.9986 | 884459 | 0.12784 | 0.24569
6000 | 100.7139 | 0.64103 | 137.0155 | 1.2582 | 943153 | 0.15679 | 0.29239
6001 | 98.4741 | 0.52084 | 170.4976 | 0.42736 | 858675 | 0.1951 | 0.35008
6002 | 95.3074 | 0.4768 | 155.3772 | 0.66656 | 755981 | 0.1778 | 0.32457
6003 | 95.1005 | 0.4483 | 139.8876 | 0.47424 | 643117 | 0.16007 | 0.29751
6004 | 95.6465 | 0.40215 | 136.4408 | 0.0012 | 514938 | 0.15613 | 0.29136
6005 | 95.5158 | 0.4022 | 117.6852 | 0.017306 | 576846 | 0.13467 | 0.25697
6006 | 96.6748 | 0.44835 | 108.1484 | 0.31801 | 937270 | 0.12375 | 0.23888
6007 | 98.0862 | 0.65599 | 93.0351 | 17.6955 | 950009 | 0.10646 | 0.20934
6008 | 102.2097 | 0.97441 | 84.8608 | 174.0159 | 911362 | 0.097106 | 0.1929
6009 | 105.1632 | 1.3391 | 76.9355 | 460.3828 | 886231 | 0.088037 | 0.17663
6010 | 110.5149 | 1.6581 | 60.7288 | 783.0835 | 870787 | 0.069492 | 0.14234
6011 | 113.1878 | 1.7946 | 36.5616 | 1060.395 | 888729 | 0.041837 | 0.088449
6012 | 114.6542 | 1.8702 | 32.3737 | 1209.4657 | 857812 | 0.037045 | 0.078757
6013 | 112.1413 | 1.6567 | 40.3734 | 1259.0196 | 829633 | 0.046199 | 0.097178
6014 | 112.944 | 1.4745 | 86.5749 | 1244.2488 | 847097 | 0.099067 | 0.19637
6015 | 117.516 | 1.2315 | 82.5126 | 1131.7362 | 848072 | 0.094419 | 0.18811
6016 | 117.622 | 1.1252 | 55.7103 | 919.3638 | 871037 | 0.063749 | 0.13142
6017 | 118.5627 | 0.79163 | 36.442 | 563.2222 | 836755 | 0.0417 | 0.088174
6018 | 117.6443 | 1.1861 | 29.9997 | 213.5378 | 847270 | 0.034329 | 0.073214
6019 | 113.3954 | 1.4442 | 39.4412 | 39.8951 | 832343 | 0.045133 | 0.095051
6020 | 114.65 | 1.5356 | 44.1633 | 15.9492 | 824531 | 0.050536 | 0.10577
6021 | 111.7237 | 0.95878 | 45.3274 | 18.9303 | 864639 | 0.051868 | 0.10839
6022 | 108.2631 | 0.91336 | 43.8733 | 14.1215 | 890105 | 0.050204 | 0.10511
6023 | 105.1181 | 0.868 | 65.06 | 8.4181 | 890075 | 0.074448 | 0.15164
6024 | 103.0087 | 0.64094 | 90.5821 | 1.463 | 934943 | 0.10365 | 0.20444
6025 | 100.4132 | 0.48358 | 108.9871 | 0.22044 | 873497 | 0.12471 | 0.24048
6026 | 94.9376 | 0.42465 | 104.7989 | 0.65292 | 743035 | 0.11992 | 0.23242
6027 | 95.1205 | 0.40652 | 89.0119 | 0.51192 | 647119 | 0.10186 | 0.20129
6028 | 94.6157 | 0.4068 | 72.4069 | 0 | 499514 | 0.082855 | 0.16719
6029 | 94.3431 | 0.40327 | 58.2475 | 0.001958 | 559843 | 0.066652 | 0.13696
6030 | 94.2844 | 0.96265 | 42.4321 | 0.21034 | 889516 | 0.048555 | 0.10186
6031 | 94.7098 | 1.9602 | 21.9375 | 20.3179 | 930791 | 0.025103 | 0.054124
6032 | 94.9788 | 1.6546 | 18.3297 | 176.2326 | 895166 | 0.020975 | 0.045445
6033 | 95.9456 | 1.4291 | 3.658 | 418.287 | 869114 | 0.0041859 | 0.0092546
6034 | 98.8952 | 1.1717 | 1.2097 | 700.2133 | 830815 | 0.0013843 | 0.003071
6035 | 102.8441 | 1.075 | 0.69628 | 966.4104 | 847330 | 0.00079675 | 0.0017688
6036 | 105.2166 | 1.0267 | 0.46353 | 1100.8129 | 844656 | 0.00053042 | 0.0011779
6037 | 103.1953 | 1.3641 | 3.4657 | 1062.6442 | 818541 | 0.0039658 | 0.0087703
6038 | 103.3839 | 1.2517 | 36.5741 | 925.1693 | 827529 | 0.041852 | 0.088478
6039 | 105.9152 | 0.86599 | 36.5669 | 808.2804 | 825241 | 0.041843 | 0.088461
6040 | 105.427 | 0.80182 | 47.8606 | 657.834 | 816730 | 0.054767 | 0.11407
6041 | 105.2608 | 0.86607 | 39.8425 | 438.1734 | 813536 | 0.045592 | 0.095967
6042 | 103.3335 | 1.252 | 35.6447 | 208.8628 | 827982 | 0.040788 | 0.086336
6043 | 102.1625 | 1.6228 | 46.6334 | 38.162 | 825591 | 0.053363 | 0.11132
6044 | 104.6559 | 1.6383 | 45.503 | 17.372 | 822140 | 0.052069 | 0.10879
6045 | 104.1243 | 1.349 | 34.4509 | 20.878 | 829617 | 0.039422 | 0.083578
6046 | 101.4025 | 1.0755 | 17.7127 | 14.9419 | 856022 | 0.020269 | 0.043953
6047 | 100.1984 | 0.75416 | 12.3362 | 8.0541 | 893827 | 0.014116 | 0.030837
6048 | 96.7482 | 0.65826 | 9.4347 | 0.76372 | 904085 | 0.010796 | 0.023679
6049 | 93.7397 | 0.48417 | 7.3733 | 0.21528 | 845463 | 0.0084373 | 0.018558
6050 | 89.1465 | 0.42535 | 5.1578 | 0.65556 | 754082 | 0.0059021 | 0.013022
6051 | 89.0358 | 0.40832 | 7.3811 | 0.51096 | 632078 | 0.0084462 | 0.018578
6052 | 87.9762 | 0.40842 | 11.776 | 0.00576 | 515556 | 0.013475 | 0.02946
6053 | 87.3975 | 0.40419 | 16.8864 | 0.040934 | 575412 | 0.019323 | 0.04195
6054 | 88.0047 | 0.96349 | 18.4305 | 0.30521 | 883335 | 0.02109 | 0.045689
6055 | 88.1625 | 1.9622 | 22.4378 | 18.3317 | 960486 | 0.025675 | 0.055321
6056 | 88.9767 | 1.656 | 25.7842 | 173.117 | 897600 | 0.029505 | 0.063284
6057 | 88.4644 | 1.4302 | 31.2334 | 421.09 | 862512 | 0.03574 | 0.076099
6058 | 91.0352 | 1.1723 | 32.4484 | 637.1479 | 865240 | 0.037131 | 0.07893
6059 | 92.2353 | 1.0756 | 25.8418 | 757.3585 | 865911 | 0.029571 | 0.06342
6060 | 93.7748 | 1.0272 | 27.7691 | 879.5688 | 814487 | 0.031776 | 0.067974
6061 | 93.4346 | 1.3647 | 35.0794 | 848.7394 | 869382 | 0.040141 | 0.085031
6062 | 95.4806 | 1.2522 | 70.4568 | 740.6004 | 868142 | 0.080624 | 0.16309
6063 | 95.9078 | 0.86628 | 81.3876 | 665.7733 | 807705 | 0.093132 | 0.18581
6064 | 95.7676 | 0.80206 | 65.4434 | 510.1666 | 820522 | 0.074887 | 0.15246
6065 | 96.697 | 0.86636 | 53.2847 | 284.1452 | 843503 | 0.060974 | 0.1261
6066 | 97.5914 | 1.2524 | 35.6689 | 87.6074 | 831559 | 0.040816 | 0.086392
6067 | 98.1123 | 1.6226 | 31.9976 | 19.1155 | 816370 | 0.036615 | 0.077881
6068 | 99.3579 | 1.6389 | 59.2651 | 11.5096 | 795864 | 0.067817 | 0.13917
6069 | 100.0611 | 1.3497 | 64.6393 | 14.341 | 839068 | 0.073967 | 0.15074
6070 | 97.7489 | 1.0761 | 70.526 | 10.2285 | 852084 | 0.080703 | 0.16324
6071 | 96.5049 | 0.75471 | 109.9284 | 3.5103 | 819825 | 0.12579 | 0.24229
6072 | 92.9164 | 0.65855 | 132.744 | 0.69104 | 909818 | 0.1519 | 0.2847
6073 | 89.2564 | 0.48452 | 142.4448 | 0.17916 | 811762 | 0.163 | 0.30205
6074 | 88.0556 | 0.42586 | 179.1536 | 0.63132 | 709914 | 0.205 | 0.36429
6075 | 87.7144 | 0.40993 | 216.7757 | 0.50736 | 597326 | 0.24806 | 0.42299
6076 | 87.0345 | 0.41011 | 257.7557 | 0.00792 | 510130 | 0.29495 | 0.48177
6077 | 86.7249 | 0.40522 | 262.2402 | 0 | 562939 | 0.30008 | 0.4879
6078 | 88.4051 | 0.96462 | 280.0755 | 0.024086 | 883574 | 0.32049 | 0.51174
6079 | 91.2093 | 1.9648 | 289.1285 | 0.24842 | 954975 | 0.33085 | 0.52352
6080 | 97.325 | 1.6583 | 282.8436 | 10.9321 | 933434 | 0.32366 | 0.51537
6081 | 101.1105 | 1.4318 | 253.5893 | 58.533 | 903672 | 0.29018 | 0.47602
6082 | 110.1922 | 1.1734 | 258.39 | 134.729 | 887283 | 0.29568 | 0.48264
6083 | 112.3781 | 1.0764 | 257.3388 | 237.9551 | 865424 | 0.29447 | 0.4812
6084 | 114.5193 | 1.0275 | 285.2567 | 353.9968 | 835906 | 0.32642 | 0.51851
6085 | 110.2197 | 1.3647 | 260.7732 | 413.7505 | 873359 | 0.2984 | 0.4859
6086 | 109.3995 | 1.2523 | 253.3929 | 430.5847 | 827560 | 0.28996 | 0.47575
6087 | 115.9022 | 0.86635 | 250.9985 | 386.687 | 810791 | 0.28722 | 0.47242
6088 | 115.2689 | 0.80231 | 228.3123 | 332.7123 | 802208 | 0.26126 | 0.44006
6089 | 115.7164 | 0.86678 | 218.9199 | 257.8587 | 848469 | 0.25051 | 0.4262
6090 | 114.66 | 1.2533 | 235.428 | 107.2059 | 829073 | 0.2694 | 0.45037
6091 | 112.0557 | 1.6239 | 250.9768 | 19.0533 | 777802 | 0.28719 | 0.47239
6092 | 112.8114 | 1.6403 | 248.6519 | 9.9232 | 785944 | 0.28453 | 0.46914
6093 | 110.2519 | 1.3508 | 250.6314 | 7.8757 | 770601 | 0.2868 | 0.47191
6094 | 105.6286 | 1.077 | 178.2864 | 1.4763 | 907158 | 0.20401 | 0.36288
6095 | 104.6287 | 0.75517 | 136.6835 | 0.23104 | 893326 | 0.15641 | 0.29179
6096 | 101.3367 | 0.65903 | 161.4539 | 0.17928 | 927094 | 0.18475 | 0.33493
6097 | 98.8265 | 0.48497 | 191.6668 | 0.07488 | 830531 | 0.21932 | 0.38436
6098 | 95.1705 | 0.42646 | 190.8478 | 0.47904 | 746808 | 0.21839 | 0.38306
6099 | 94.7811 | 0.4117 | 212.8773 | 0.48096 | 611735 | 0.24359 | 0.41713
6100 | 94.6103 | 0.41199 | 244.5901 | 0 | 517215 | 0.27988 | 0.46343
6101 | 94.268 | 0.40635 | 267.2114 | 0 | 558702 | 0.30577 | 0.49463
6102 | 95.3544 | 0.96593 | 273.2717 | 0.42029 | 903509 | 0.3127 | 0.50275
6103 | 98.7402 | 1.968 | 241.6312 | 19.8888 | 1016360 | 0.2765 | 0.45924
6104 | 103.0591 | 1.6603 | 206.5492 | 225.7947 | 1061762 | 0.23635 | 0.40751
6105 | 105.2337 | 1.4333 | 172.4485 | 580.5834 | 983655 | 0.19733 | 0.3533
6106 | 110.5175 | 1.1744 | 127.7596 | 893.8272 | 903192 | 0.14619 | 0.27563
6107 | 112.7944 | 1.0771 | 106.5029 | 1108.2197 | 870543 | 0.12187 | 0.23571
6108 | 113.8728 | 1.0284 | 96.9752 | 1254.6432 | 834366 | 0.11097 | 0.21715
6109 | 110.9155 | 1.3661 | 112.1146 | 1301.9049 | 801863 | 0.12829 | 0.24645
6110 | 111.7121 | 1.2532 | 183.5518 | 1258.8306 | 839682 | 0.21004 | 0.37141
6111 | 116.533 | 0.86685 | 202.8084 | 1135.4377 | 823194 | 0.23207 | 0.40176
6112 | 115.8693 | 0.80257 | 207.1298 | 937.0774 | 826876 | 0.23702 | 0.4084
6113 | 117.3887 | 0.86701 | 192.0017 | 632.9593 | 809615 | 0.21971 | 0.38488
6114 | 115.5694 | 1.2538 | 189.6041 | 257.5414 | 843751 | 0.21696 | 0.38109
6115 | 113.0471 | 1.6252 | 183.9481 | 34.8179 | 798258 | 0.21049 | 0.37204
6116 | 114.269 | 1.6416 | 256.072 | 17.3016 | 797269 | 0.29302 | 0.47945
6117 | 110.9411 | 1.3519 | 293.7937 | 20.3458 | 839877 | 0.33619 | 0.52951
6118 | 106.4002 | 1.0778 | 274.9212 | 16.0623 | 905284 | 0.31459 | 0.50494
6119 | 104.4151 | 0.75568 | 275.1436 | 9.5595 | 992747 | 0.31485 | 0.50524
6120 | 100.8568 | 0.65948 | 330.9781 | 2.3319 | 955601 | 0.37874 | 0.57532
6121 | 96.3142 | 0.48525 | 370.3053 | 0.43568 | 903401 | 0.42374 | 0.62036
6122 | 93.7157 | 0.42669 | 335.9501 | 0.66636 | 757874 | 0.38443 | 0.5812
6123 | 93.4113 | 0.41214 | 306.7815 | 0.37464 | 610330 | 0.35105 | 0.54589
6124 | 93.788 | 0.41221 | 295.0122 | 0.0054 | 502822 | 0.33758 | 0.53106
6125 | 93.6162 | 0.40629 | 297.6419 | 0 | 548876 | 0.34059 | 0.53441
6126 | 95.2921 | 0.96548 | 297.6192 | 0.39336 | 887801 | 0.34056 | 0.53438
6127 | 97.9813 | 1.9669 | 285.6621 | 22.1673 | 892240 | 0.32688 | 0.51904
6128 | 103.0834 | 1.6597 | 221.052 | 268.6562 | 883659 | 0.25295 | 0.42937
6129 | 105.3966 | 1.4329 | 134.4056 | 681.4828 | 868275 | 0.1538 | 0.2877
6130 | 107.243 | 1.1746 | 95.3934 | 1029.3156 | 833098 | 0.10916 | 0.21402
6131 | 107.5626 | 1.0773 | 68.9742 | 1230.0832 | 835443 | 0.078927 | 0.15996
6132 | 109.5978 | 1.0288 | 78.4543 | 1343.9461 | 847454 | 0.089775 | 0.17977
6133 | 106.1689 | 1.3665 | 101.7548 | 1379.6286 | 836739 | 0.11644 | 0.22651
6134 | 106.0247 | 1.2535 | 153.694 | 1350.5473 | 824872 | 0.17587 | 0.32168
6135 | 112.6982 | 0.86674 | 166.9557 | 1246.3778 | 804987 | 0.19105 | 0.34418
6136 | 111.0429 | 0.80228 | 167.4751 | 1029.1646 | 801438 | 0.19164 | 0.34505
6137 | 113.037 | 0.86666 | 131.1096 | 698.3286 | 823605 | 0.15003 | 0.28174
6138 | 113.4678 | 1.253 | 98.299 | 279.0175 | 817828 | 0.11248 | 0.21975
6139 | 110.0489 | 1.6237 | 79.7484 | 34.2561 | 789745 | 0.091256 | 0.18244
6140 | 111.3888 | 1.6399 | 102.8392 | 16.5805 | 762494 | 0.11768 | 0.22863
6141 | 109.1167 | 1.3503 | 112.8989 | 20.1687 | 815586 | 0.12919 | 0.24794
6142 | 106.7825 | 1.0764 | 57.5663 | 15.2115 | 851762 | 0.065873 | 0.13548
6143 | 104.749 | 0.75474 | 49.5403 | 9.1226 | 855852 | 0.056689 | 0.11781
6144 | 101.8188 | 0.65861 | 51.6584 | 1.8638 | 916560 | 0.059113 | 0.12251
6145 | 98.7728 | 0.48022 | 44.2027 | 0.19292 | 848751 | 0.050581 | 0.10586
6146 | 96.1192 | 0.4935 | 50.0438 | 0.66336 | 735919 | 0.057265 | 0.11893
6147 | 95.6568 | 0.442 | 54.5531 | 0.4608 | 626236 | 0.062425 | 0.12889
6148 | 94.9401 | 0.40472 | 50.8437 | 0.00288 | 512837 | 0.05818 | 0.12071
6149 | 95.349 | 0.40482 | 65.5141 | 0 | 578769 | 0.074968 | 0.15261
6150 | 97.1447 | 0.52043 | 69.105 | 0.09796 | 878976 | 0.079077 | 0.16024
6151 | 99.0748 | 0.80795 | 74.9344 | 20.363 | 933303 | 0.085747 | 0.17247
6152 | 101.1428 | 1.1257 | 84.9641 | 253.8787 | 886317 | 0.097224 | 0.19311
6153 | 103.8688 | 1.6096 | 98.2535 | 653.3195 | 854493 | 0.11243 | 0.21966
6154 | 108.6603 | 1.5956 | 109.8484 | 1003.0906 | 825881 | 0.1257 | 0.24213
6155 | 109.8746 | 1.4709 | 103.6935 | 1189.6804 | 788223 | 0.11866 | 0.23028
6156 | 111.5622 | 1.5535 | 120.2103 | 1301.2719 | 808774 | 0.13756 | 0.26169
6157 | 108.22 | 1.5667 | 120.8051 | 1304.1516 | 846959 | 0.13824 | 0.26279
6158 | 109.0534 | 1.3183 | 179.2856 | 1244.0952 | 812528 | 0.20516 | 0.3645
6159 | 114.0918 | 1.1248 | 152.2691 | 1121.9471 | 842987 | 0.17424 | 0.31922
6160 | 113.7183 | 0.95914 | 128.5525 | 914.3097 | 846683 | 0.1471 | 0.27708
6161 | 115.0886 | 1.1248 | 107.4278 | 593.1118 | 829340 | 0.12293 | 0.23749
6162 | 115.0392 | 1.346 | 85.2751 | 236.5077 | 852683 | 0.09758 | 0.19374
6163 | 113.6588 | 1.7329 | 100.1255 | 33.4233 | 785181 | 0.11457 | 0.22333
6164 | 114.775 | 1.4428 | 141.1918 | 17.0707 | 803102 | 0.16157 | 0.29983
6165 | 111.7696 | 0.95964 | 152.0864 | 20.8489 | 819744 | 0.17403 | 0.3189
6166 | 109.0186 | 0.94599 | 137.465 | 14.9567 | 840092 | 0.1573 | 0.29319
6167 | 105.8419 | 0.83573 | 168.2124 | 7.7669 | 892820 | 0.19249 | 0.34628
6168 | 101.8113 | 0.64315 | 193.6515 | 2.3392 | 941721 | 0.22159 | 0.38749
6169 | 98.6433 | 0.52263 | 233.1904 | 0.1914 | 869147 | 0.26684 | 0.44715
6170 | 96.5197 | 0.4786 | 282.1287 | 0.6366 | 756480 | 0.32284 | 0.51443
6171 | 96.1913 | 0.45027 | 302.0651 | 0.46764 | 638537 | 0.34565 | 0.53999
6172 | 95.5053 | 0.40606 | 337.9832 | 0.01688 | 507240 | 0.38675 | 0.58359
6173 | 94.4502 | 0.40616 | 410.4041 | 0.00396 | 564788 | 0.46962 | 0.66304
6174 | 95.7209 | 0.4504 | 470.6622 | 0.06424 | 852470 | 0.53858 | 0.72174
6175 | 98.2723 | 0.65835 | 469.2969 | 16.4361 | 622927 | 0.53702 | 0.72048
6176 | 102.9777 | 0.97794 | 475.7839 | 191.4518 | 539428 | 0.54444 | 0.72646
6177 | 106.2363 | 1.3437 | 496.9274 | 485.8353 | 512617 | 0.56863 | 0.74551
6178 | 107.004 | 1.6633 | 479.5853 | 727.0074 | 617131 | 0.54879 | 0.72993
6179 | 109.7149 | 1.7996 | 478.609 | 856.7819 | 747267 | 0.54767 | 0.72904
6180 | 110.161 | 1.8748 | 457.5925 | 923.0374 | 738703 | 0.52362 | 0.70952
6181 | 106.3132 | 1.6602 | 437.6912 | 980.0017 | 798479 | 0.50085 | 0.69038
6182 | 106.6157 | 1.4772 | 479.1677 | 939.9081 | 800861 | 0.54831 | 0.72955
6183 | 111.2772 | 1.2335 | 463.0211 | 822.8398 | 795564 | 0.52983 | 0.71463
6184 | 111.6809 | 1.127 | 423.2263 | 619.767 | 847494 | 0.4843 | 0.67605
6185 | 112.2835 | 0.79271 | 372.1398 | 375.7885 | 823676 | 0.42584 | 0.62238
6186 | 111.4488 | 1.1883 | 353.5567 | 144.0743 | 792515 | 0.40457 | 0.60158
6187 | 109.1618 | 1.4476 | 387.6391 | 24.1745 | 785767 | 0.44357 | 0.63919
6188 | 109.1725 | 1.5393 | 427.0841 | 17.1852 | 809573 | 0.48871 | 0.67991
6189 | 106.9755 | 0.96086 | 476.7971 | 20.6813 | 828039 | 0.5456 | 0.72739
6190 | 103.0616 | 0.91538 | 476.2652 | 14.5532 | 875714 | 0.54499 | 0.7269
6191 | 98.5342 | 0.8699 | 467.9 | 8.0996 | 912749 | 0.53542 | 0.71918
6192 | 96.1511 | 0.64227 | 468.3692 | 0.91952 | 907536 | 0.53595 | 0.71962
6193 | 94.0383 | 0.48469 | 454.9865 | 0.192 | 933151 | 0.52064 | 0.70705
6194 | 90.7682 | 0.42614 | 454.9568 | 0.6294 | 765403 | 0.52061 | 0.70702
6195 | 91.846 | 0.411 | 441.6596 | 0.45344 | 604771 | 0.50539 | 0.69425
6196 | 90.3731 | 0.41114 | 431.5897 | 0.03648 | 481036 | 0.49387 | 0.68438
6197 | 90.8172 | 0.40572 | 423.8059 | 0 | 518593 | 0.48496 | 0.67663
6198 | 91.2734 | 0.96484 | 455.0012 | 0.044204 | 838086 | 0.52066 | 0.70707
6199 | 91.6534 | 1.9655 | 488.998 | 10.3393 | 724578 | 0.55956 | 0.73844
6200 | 93.1877 | 1.6586 | 479.2648 | 127.9793 | 697305 | 0.54842 | 0.72964
6201 | 95.6846 | 1.4327 | 486.8807 | 301.6464 | 635539 | 0.55714 | 0.73654
6202 | 98.0329 | 1.1734 | 488.5415 | 487.0259 | 646589 | 0.55904 | 0.73803
6203 | 99.7619 | 1.0762 | 474.0841 | 663.1445 | 708940 | 0.54249 | 0.7249
6204 | 101.0111 | 1.0276 | 446.424 | 768.5099 | 702797 | 0.51084 | 0.69886
6205 | 98.5543 | 1.3656 | 441.4133 | 787.9956 | 703677 | 0.50511 | 0.69401
6206 | 98.3103 | 1.253 | 495.7255 | 793.5178 | 728101 | 0.56726 | 0.74444
6207 | 100.8164 | 0.86692 | 523.8585 | 713.8778 | 741814 | 0.59945 | 0.76882
6208 | 100.8323 | 0.80268 | 525.9306 | 600.4557 | 737591 | 0.60182 | 0.77058
6209 | 99.552 | 0.86718 | 498.3531 | 416.4193 | 752907 | 0.57026 | 0.74677
6210 | 98.4032 | 1.2539 | 465.256 | 171.5129 | 749490 | 0.53239 | 0.71672
6211 | 97.711 | 1.6247 | 464.2137 | 27.4271 | 806706 | 0.5312 | 0.71575
6212 | 100.3768 | 1.6409 | 472.4557 | 16.298 | 810574 | 0.54063 | 0.7234
6213 | 100.3907 | 1.351 | 482.0831 | 19.8115 | 773888 | 0.55165 | 0.7322
6214 | 98.5401 | 1.077 | 452.8284 | 12.1443 | 875389 | 0.51817 | 0.705
6215 | 95.3337 | 0.75507 | 400.8354 | 3.8464 | 934004 | 0.45867 | 0.65313
6216 | 93.1634 | 0.65888 | 425.0392 | 0.27132 | 949381 | 0.48637 | 0.67787
6217 | 91.3621 | 0.48481 | 428.2126 | 0.192 | 893035 | 0.49 | 0.68103
6218 | 85.723 | 0.42622 | 438.7709 | 0.62072 | 719870 | 0.50208 | 0.69144
6219 | 85.7633 | 0.41106 | 433.3445 | 0.43872 | 594534 | 0.49588 | 0.68611
6220 | 84.7738 | 0.41113 | 426.1185 | 0 | 477629 | 0.48761 | 0.67894
6221 | 85.3931 | 0.40565 | 431.6957 | 0 | 522276 | 0.49399 | 0.68448
6222 | 85.8968 | 0.96463 | 423.7402 | 0.030637 | 746900 | 0.48488 | 0.67656
6223 | 86.101 | 1.9649 | 410.9684 | 7.611 | 639874 | 0.47027 | 0.66362
6224 | 86.5548 | 1.6585 | 379.7167 | 125.4094 | 533950 | 0.43451 | 0.63066
6225 | 86.2062 | 1.4323 | 388.4013 | 328.0724 | 496487 | 0.44445 | 0.64
6226 | 88.0941 | 1.1739 | 386.1673 | 621.3296 | 520592 | 0.44189 | 0.63761
6227 | 89.0951 | 1.0768 | 377.9044 | 911.1174 | 574733 | 0.43244 | 0.62869
6228 | 90.1367 | 1.0282 | 404.5465 | 1045.6712 | 760222 | 0.46292 | 0.65699
6229 | 89.0319 | 1.3658 | 408.6921 | 1105.0867 | 775727 | 0.46767 | 0.66128
6230 | 90.7068 | 1.253 | 492.8363 | 1056.3191 | 784661 | 0.56395 | 0.74187
6231 | 91.048 | 0.86663 | 484.6462 | 916.9421 | 789472 | 0.55458 | 0.73452
6232 | 91.7356 | 0.80232 | 491.9143 | 686.4744 | 796152 | 0.5629 | 0.74105
6233 | 92.505 | 0.86651 | 459.8972 | 443.6215 | 817330 | 0.52626 | 0.7117
6234 | 94.0385 | 1.2527 | 425.7654 | 173.9008 | 804750 | 0.4872 | 0.67859
6235 | 95.1014 | 1.6232 | 395.8618 | 23.4359 | 790873 | 0.45298 | 0.64791
6236 | 97.8516 | 1.6395 | 410.0671 | 14.2388 | 780938 | 0.46924 | 0.66269
6237 | 97.255 | 1.35 | 365.8858 | 17.5477 | 810347 | 0.41868 | 0.61546
6238 | 96.7017 | 1.0763 | 257.0265 | 11.9462 | 901011 | 0.29411 | 0.48077
6239 | 94.5719 | 0.75473 | 221.2129 | 6.0478 | 901422 | 0.25313 | 0.42961
6240 | 91.0889 | 0.65864 | 170.2876 | 0.9494 | 899552 | 0.19486 | 0.34973
6241 | 87.4793 | 0.48469 | 122.6551 | 0.1788 | 884758 | 0.14035 | 0.26623
6242 | 86.3626 | 0.42616 | 120.9805 | 0.62232 | 767896 | 0.13844 | 0.26312
6243 | 85.4642 | 0.41109 | 114.3648 | 0.4496 | 626310 | 0.13087 | 0.25071
6244 | 84.9477 | 0.41128 | 123.3325 | 0 | 492105 | 0.14113 | 0.26748
6245 | 84.6586 | 0.40583 | 120.4743 | 0.0168 | 538814 | 0.13786 | 0.26218
6246 | 87.1503 | 0.96499 | 140.253 | 0.087343 | 848759 | 0.16049 | 0.29816
6247 | 88.9507 | 1.9658 | 127.4194 | 18.5789 | 1016746 | 0.14581 | 0.275
6248 | 94.8284 | 1.6589 | 123.3547 | 230.3311 | 1091804 | 0.14115 | 0.26752
6249 | 100.9942 | 1.4324 | 106.4114 | 607.5035 | 1082524 | 0.12177 | 0.23554
6250 | 107.4461 | 1.1738 | 91.5265 | 938.403 | 951096 | 0.10473 | 0.20633
6251 | 109.6 | 1.0767 | 85.6736 | 1158.457 | 948580 | 0.098036 | 0.19455
6252 | 110.6141 | 1.028 | 89.7119 | 1259.8759 | 929727 | 0.10266 | 0.20269
6253 | 108.1724 | 1.3655 | 102.6985 | 1250.968 | 846167 | 0.11752 | 0.22835
6254 | 109.74 | 1.2529 | 159.3814 | 1210.916 | 853939 | 0.18238 | 0.33141
6255 | 114.1375 | 0.86656 | 198.3583 | 1070.7853 | 830758 | 0.22698 | 0.39486
6256 | 113.9131 | 0.80233 | 214.785 | 848.2774 | 853741 | 0.24578 | 0.42001
6257 | 115.1675 | 0.86668 | 181.2931 | 537.4755 | 883200 | 0.20745 | 0.36776
6258 | 115.2815 | 1.2531 | 155.7629 | 193.1096 | 853412 | 0.17824 | 0.32524
6259 | 114.0239 | 1.6239 | 175.3388 | 25.0944 | 830513 | 0.20064 | 0.35806
6260 | 114.7272 | 1.6402 | 196.7448 | 17.0151 | 852939 | 0.22513 | 0.39234
6261 | 112.2463 | 1.3505 | 224.851 | 19.87 | 886061 | 0.2573 | 0.43498
6262 | 107.8099 | 1.0767 | 193.3453 | 15.7066 | 960581 | 0.22124 | 0.387
6263 | 102.96 | 0.75493 | 210.3347 | 9.239 | 995004 | 0.24069 | 0.41328
6264 | 101.0188 | 0.65882 | 222.1377 | 2.024 | 987404 | 0.25419 | 0.43098
6265 | 98.2546 | 0.48477 | 239.6914 | 0.22129 | 859919 | 0.27428 | 0.45648
6266 | 95.5626 | 0.42619 | 264.3851 | 0.67998 | 760163 | 0.30254 | 0.49081
6267 | 93.6752 | 0.41102 | 273.3692 | 0.47217 | 609880 | 0.31282 | 0.50288
6268 | 93.4283 | 0.41112 | 274.8299 | 0.033501 | 503348 | 0.31449 | 0.50482
6269 | 94.0538 | 0.40566 | 266.0328 | 0.047312 | 532268 | 0.30442 | 0.49304
6270 | 95.2184 | 0.96473 | 269.0978 | 0.084131 | 877152 | 0.30793 | 0.49717
6271 | 98.8729 | 1.9651 | 268.5044 | 9.2832 | 1032658 | 0.30725 | 0.49637
6272 | 102.0967 | 1.6578 | 266.2752 | 128.0746 | 1081742 | 0.3047 | 0.49337
6273 | 105.2672 | 1.4311 | 253.2789 | 362.6736 | 1026888 | 0.28983 | 0.47559
6274 | 111.494 | 1.1725 | 270.8836 | 592.1213 | 952688 | 0.30997 | 0.49956
6275 | 114.1564 | 1.0753 | 271.761 | 768.1931 | 901956 | 0.31098 | 0.50074
6276 | 115.4738 | 1.0265 | 271.3511 | 837.2882 | 891099 | 0.31051 | 0.50019
6277 | 113.8471 | 1.3634 | 282.6496 | 819.1742 | 891469 | 0.32344 | 0.51511
6278 | 113.1428 | 1.2507 | 326.4971 | 781.7071 | 831428 | 0.37361 | 0.56997
6279 | 116.9925 | 0.86517 | 354.7526 | 661.6559 | 832907 | 0.40594 | 0.60294
6280 | 116.8898 | 0.80099 | 335.8438 | 457.8269 | 838011 | 0.38431 | 0.58108
6281 | 117.6103 | 0.86522 | 218.7389 | 265.5094 | 836709 | 0.2503 | 0.42593
6282 | 116.2157 | 1.2509 | 149.5178 | 102.5638 | 851295 | 0.17109 | 0.31445
6283 | 114.9205 | 1.6211 | 158.8672 | 19.0463 | 890315 | 0.18179 | 0.33054
6284 | 115.0652 | 1.6374 | 265.1709 | 15.9156 | 909232 | 0.30343 | 0.49188
6285 | 113.1142 | 1.3484 | 352.646 | 15.5331 | 932359 | 0.40353 | 0.60055
6286 | 108.4881 | 1.0751 | 364.9303 | 10.7105 | 1020239 | 0.41759 | 0.6144
6287 | 104.7599 | 0.75395 | 338.1657 | 5.3501 | 1051284 | 0.38696 | 0.5838
6288 | 101.0805 | 0.658 | 366.2209 | 0.51288 | 1038338 | 0.41907 | 0.61583
6289 | 97.7872 | 0.48416 | 381.7649 | 0.192 | 930980 | 0.43685 | 0.63287
6290 | 94.1159 | 0.42549 | 400.2234 | 0.65532 | 755240 | 0.45797 | 0.65249
6291 | 94.611 | 0.40916 | 407.7893 | 0.44544 | 610588 | 0.46663 | 0.66035
6292 | 94.5137 | 0.40931 | 381.7041 | 0.01224 | 493086 | 0.43678 | 0.63281
6293 | 94.2285 | 0.40467 | 372.3715 | 0 | 555282 | 0.4261 | 0.62263
6294 | 95.4224 | 0.96377 | 419.1014 | 0.047272 | 904954 | 0.47958 | 0.6719
6295 | 97.0303 | 1.9629 | 445.4916 | 9.4208 | 947437 | 0.50977 | 0.69796
6296 | 100.389 | 1.656 | 418.978 | 145.0906 | 904699 | 0.47944 | 0.67177
6297 | 103.5975 | 1.4296 | 343.9995 | 356.1248 | 903764 | 0.39364 | 0.5906
6298 | 109.0389 | 1.1714 | 289.0129 | 553.1326 | 834949 | 0.33072 | 0.52337
6299 | 111.6357 | 1.0744 | 262.9681 | 704.7799 | 831735 | 0.30091 | 0.48889
6300 | 112.0775 | 1.0258 | 201.0871 | 836.5931 | 861557 | 0.2301 | 0.3991
6301 | 106.1313 | 1.3624 | 189.3841 | 905.0596 | 822101 | 0.21671 | 0.38074
6302 | 105.5604 | 1.25 | 202.6847 | 914.7578 | 842845 | 0.23193 | 0.40157
6303 | 111.1115 | 0.86474 | 197.528 | 895.93 | 835899 | 0.22603 | 0.39356
6304 | 109.1014 | 0.80064 | 147.5565 | 747.9975 | 839886 | 0.16885 | 0.31103
6305 | 110.3983 | 0.86486 | 120.3991 | 520.7083 | 841949 | 0.13777 | 0.26204
6306 | 109.6661 | 1.2503 | 103.1055 | 193.0179 | 849500 | 0.11798 | 0.22914
6307 | 108.7577 | 1.6201 | 92.758 | 22.5537 | 841811 | 0.10614 | 0.20879
6308 | 111.0709 | 1.6364 | 105.0679 | 14.9147 | 843609 | 0.12023 | 0.23294
6309 | 109.4162 | 1.3476 | 105.2187 | 18.0731 | 863793 | 0.1204 | 0.23324
6310 | 107.2273 | 1.0745 | 88.4082 | 13.3523 | 883247 | 0.10117 | 0.20007
6311 | 105.8094 | 0.75358 | 63.1813 | 6.8353 | 921136 | 0.072298 | 0.14762
6312 | 101.764 | 0.65768 | 55.533 | 1.2803 | 947042 | 0.063546 | 0.13104
6313 | 98.9137 | 0.47944 | 40.9846 | 0.28956 | 885365 | 0.046899 | 0.098569
6314 | 94.7818 | 0.49273 | 33.6329 | 0.24497 | 784499 | 0.038486 | 0.081682
6315 | 94.9769 | 0.44109 | 41.6973 | 0.050232 | 627833 | 0.047714 | 0.10019
6316 | 93.2549 | 0.40281 | 56.3306 | 0.03444 | 507096 | 0.064459 | 0.13278
6317 | 94.1116 | 0.40289 | 74.8652 | 0 | 565402 | 0.085668 | 0.17233
6318 | 95.1299 | 0.51964 | 68.2032 | 0.086946 | 899149 | 0.078045 | 0.15833
6319 | 96.9032 | 0.80671 | 72.9269 | 16.4304 | 961490 | 0.08345 | 0.16828
6320 | 100.5409 | 1.1236 | 56.6116 | 223.8047 | 946038 | 0.064781 | 0.13339
6321 | 104.0558 | 1.6062 | 33.4506 | 550.5927 | 908212 | 0.038277 | 0.081259
6322 | 108.5257 | 1.592 | 16.2061 | 788.6194 | 910050 | 0.018545 | 0.040297
6323 | 109.7163 | 1.4676 | 14.7071 | 971.7819 | 879801 | 0.016829 | 0.036645
6324 | 111.1586 | 1.5501 | 7.0893 | 1143.3479 | 896121 | 0.0081122 | 0.01785
6325 | 107.4592 | 1.5633 | 10.4746 | 1149.03 | 873469 | 0.011986 | 0.026251
6326 | 106.973 | 1.3154 | 14.953 | 1165.7194 | 876979 | 0.017111 | 0.037245
6327 | 111.8342 | 1.1225 | 19.8177 | 1104.2608 | 884698 | 0.022677 | 0.049035
6328 | 112.4073 | 0.95729 | 25.4401 | 838.8993 | 891147 | 0.029111 | 0.062469
6329 | 113.1047 | 1.1226 | 21.1748 | 539.8041 | 855839 | 0.02423 | 0.052296
6330 | 112.9719 | 1.3432 | 18.3838 | 200.8275 | 849960 | 0.021037 | 0.045576
6331 | 111.6946 | 1.7291 | 46.1733 | 23.1882 | 847382 | 0.052836 | 0.11029
6332 | 111.9975 | 1.4399 | 43.2652 | 17.5078 | 864494 | 0.049508 | 0.10374
6333 | 110.1168 | 0.95795 | 62.3461 | 19.4179 | 854507 | 0.071342 | 0.14582
6334 | 107.2696 | 0.94437 | 30.9379 | 15.2899 | 896947 | 0.035402 | 0.075409
6335 | 104.153 | 0.83439 | 23.2826 | 8.9164 | 903062 | 0.026642 | 0.057338
6336 | 101.7399 | 0.64221 | 28.7704 | 1.7804 | 944170 | 0.032922 | 0.07033
6337 | 99.0383 | 0.52189 | 30.1718 | 0.20136 | 854193 | 0.034526 | 0.073617
6338 | 96.8685 | 0.47792 | 29.3238 | 0.6546 | 747772 | 0.033555 | 0.071629
6339 | 95.8858 | 0.44955 | 34.2515 | 0.50976 | 633423 | 0.039194 | 0.083116
6340 | 94.7661 | 0.40457 | 30.1736 | 0 | 504634 | 0.034528 | 0.073621
6341 | 95.5903 | 0.40472 | 26.5218 | 0.00584 | 568063 | 0.030349 | 0.06503
6342 | 97.0344 | 0.44978 | 17.1044 | 0.062966 | 906971 | 0.019572 | 0.042478
6343 | 98.9425 | 0.65777 | 12.4577 | 10.6695 | 931701 | 0.014255 | 0.031136
6344 | 101.8825 | 0.97702 | 15.4638 | 159.5766 | 943317 | 0.017695 | 0.03849
6345 | 104.3947 | 1.3424 | 14.6121 | 402.4508 | 884602 | 0.016721 | 0.036413
6346 | 107.0436 | 1.6617 | 13.7254 | 699.5438 | 898941 | 0.015706 | 0.034245
6347 | 109.4618 | 1.7979 | 5.7121 | 976.8401 | 900863 | 0.0065363 | 0.01441
6348 | 110.9086 | 1.8731 | 3.161 | 1154.9934 | 906813 | 0.0036171 | 0.0080027
6349 | 107.5781 | 1.6588 | 7.8307 | 1209.9838 | 862149 | 0.0089606 | 0.019697
6350 | 106.5988 | 1.4761 | 10.2913 | 1139.9534 | 913722 | 0.011776 | 0.025798
6351 | 113.1153 | 1.2327 | 19.4036 | 1042.67 | 906165 | 0.022203 | 0.048037
6352 | 113.2088 | 1.1262 | 28.2934 | 858.1745 | 902623 | 0.032376 | 0.069208
6353 | 113.3322 | 0.79231 | 32.9574 | 560.993 | 874042 | 0.037713 | 0.080114
6354 | 112.583 | 1.1876 | 33.0792 | 191.7806 | 873392 | 0.037852 | 0.080397
6355 | 110.6649 | 1.4467 | 84.9781 | 21.1581 | 872903 | 0.09724 | 0.19314
6356 | 111.3381 | 1.5384 | 79.2443 | 17.4295 | 873627 | 0.090679 | 0.1814
6357 | 108.4094 | 0.96053 | 99.299 | 19.5285 | 874597 | 0.11363 | 0.22171
6358 | 106.26 | 0.91518 | 124.7461 | 15.2334 | 893985 | 0.14275 | 0.27009
6359 | 105.0597 | 0.86982 | 113.2116 | 10.4186 | 908942 | 0.12955 | 0.24853
6360 | 103.5017 | 0.64228 | 110.9137 | 1.3454 | 927915 | 0.12692 | 0.24417
6361 | 100.2286 | 0.48469 | 126.7484 | 0.1932 | 846878 | 0.14504 | 0.27377
6362 | 96.7415 | 0.42611 | 180.8149 | 0.66408 | 761270 | 0.20691 | 0.36699
6363 | 94.3158 | 0.4107 | 220.155 | 0.50808 | 647157 | 0.25192 | 0.42803
6364 | 93.8656 | 0.41101 | 247.0591 | 8e-05 | 510978 | 0.28271 | 0.46691
6365 | 93.5789 | 0.40584 | 272.9519 | 0 | 579169 | 0.31234 | 0.50232
6366 | 93.822 | 0.96553 | 242.6299 | 0.048635 | 895696 | 0.27764 | 0.46066
6367 | 94.9185 | 1.9672 | 228.3647 | 6.3833 | 945801 | 0.26132 | 0.44013
6368 | 96.3494 | 1.6598 | 174.4048 | 114.4657 | 902024 | 0.19957 | 0.35653
6369 | 97.8283 | 1.4331 | 165.2371 | 338.1031 | 869203 | 0.18908 | 0.3413
6370 | 101.8633 | 1.1743 | 101.1144 | 538.378 | 852818 | 0.1157 | 0.22527
6371 | 103.5341 | 1.0771 | 105.8231 | 664.6165 | 865790 | 0.12109 | 0.2344
6372 | 106.4665 | 1.0284 | 52.9828 | 771.5662 | 863773 | 0.060628 | 0.12543
6373 | 102.5335 | 1.3663 | 37.6046 | 794.5618 | 862308 | 0.043031 | 0.090846
6374 | 102.3703 | 1.2535 | 37.615 | 763.3001 | 914209 | 0.043043 | 0.09087
6375 | 103.8626 | 0.86705 | 27.0421 | 761.0031 | 913930 | 0.030944 | 0.066259
6376 | 102.0349 | 0.80278 | 11.7507 | 642.1454 | 892142 | 0.013446 | 0.029398
6377 | 101.5478 | 0.86726 | 10.0183 | 394.9204 | 909080 | 0.011464 | 0.025123
6378 | 100.2135 | 1.2542 | 12.085 | 142.3586 | 861487 | 0.013829 | 0.03022
6379 | 99.475 | 1.6256 | 65.332 | 20.1999 | 865057 | 0.074759 | 0.15222
6380 | 103.3481 | 1.6421 | 78.0766 | 15.4943 | 851096 | 0.089343 | 0.17899
6381 | 102.8696 | 1.3522 | 76.6499 | 16.8388 | 839180 | 0.08771 | 0.17604
6382 | 101.1304 | 1.0781 | 44.0466 | 13.7419 | 874406 | 0.050402 | 0.10551
6383 | 99.0087 | 0.7559 | 51.8179 | 6.9791 | 918409 | 0.059295 | 0.12286
6384 | 95.8897 | 0.65968 | 57.3389 | 0.68844 | 951047 | 0.065613 | 0.13498
6385 | 92.6181 | 0.48538 | 53.6137 | 0.192 | 841375 | 0.06135 | 0.12682
6386 | 89.4607 | 0.42683 | 67.878 | 0.65228 | 759499 | 0.077673 | 0.15764
6387 | 88.4844 | 0.41247 | 74.2334 | 0.45792 | 650834 | 0.084945 | 0.17101
6388 | 88.4627 | 0.4126 | 99.1609 | 0.02976 | 519202 | 0.11347 | 0.22144
6389 | 88.5673 | 0.40657 | 118.3209 | 8e-05 | 577484 | 0.13539 | 0.25816
6390 | 87.9231 | 0.96593 | 150.2342 | 0.054432 | 900790 | 0.17191 | 0.3157
6391 | 88.7847 | 1.968 | 139.0852 | 5.7707 | 953636 | 0.15915 | 0.29608
6392 | 89.4699 | 1.6603 | 104.4055 | 88.7234 | 935407 | 0.11947 | 0.23166
6393 | 89.9224 | 1.4333 | 63.0488 | 289.1724 | 884188 | 0.072147 | 0.14733
6394 | 89.4065 | 1.1743 | 45.8223 | 557.0509 | 889522 | 0.052434 | 0.1095
6395 | 90.3233 | 1.0771 | 46.282 | 809.8766 | 855143 | 0.05296 | 0.11053
6396 | 91.6392 | 1.0284 | 44.2953 | 1023.4476 | 833243 | 0.050687 | 0.10607
6397 | 90.344 | 1.3661 | 64.6692 | 1075.7051 | 900662 | 0.074001 | 0.15081
6398 | 92.0953 | 1.2532 | 93.7696 | 1028.5048 | 876417 | 0.1073 | 0.2108
6399 | 94.2605 | 0.86679 | 100.8351 | 946.4326 | 847170 | 0.11539 | 0.22472
6400 | 94.1204 | 0.80249 | 106.4227 | 726.1052 | 852003 | 0.12178 | 0.23556
6401 | 94.2174 | 0.86691 | 88.9408 | 401.0422 | 857997 | 0.10177 | 0.20115
6402 | 96.1898 | 1.2537 | 67.7042 | 118.7905 | 843188 | 0.077474 | 0.15727
6403 | 97.1846 | 1.6247 | 96.1014 | 16.9176 | 840271 | 0.10997 | 0.21542
6404 | 98.9324 | 1.6408 | 98.8286 | 17.2131 | 850727 | 0.11309 | 0.22079
6405 | 98.8007 | 1.3508 | 77.9824 | 18.3043 | 868931 | 0.089235 | 0.1788
6406 | 96.6123 | 1.0768 | 51.2828 | 12.2722 | 935037 | 0.058683 | 0.12168
6407 | 95.476 | 0.75487 | 80.4324 | 7.3147 | 938062 | 0.092039 | 0.18385
6408 | 91.8192 | 0.65865 | 115.6804 | 1.676 | 913154 | 0.13237 | 0.2532
6409 | 88.3471 | 0.48463 | 117.5332 | 0.36084 | 852222 | 0.13449 | 0.25668
6410 | 86.4264 | 0.42605 | 91.1278 | 0.83204 | 733002 | 0.10428 | 0.20553
6411 | 86.4466 | 0.41048 | 95.4418 | 0.37464 | 618783 | 0.10921 | 0.21412
6412 | 87.1679 | 0.41055 | 97.8722 | 0 | 535811 | 0.11199 | 0.21891
6413 | 87.4446 | 0.40523 | 93.0309 | 0 | 589008 | 0.10646 | 0.20933
6414 | 88.2497 | 0.964 | 90.2297 | 0.088881 | 913674 | 0.10325 | 0.20373
6415 | 91.364 | 1.9636 | 75.0795 | 9.4472 | 1050794 | 0.085913 | 0.17278
6416 | 97.189 | 1.6572 | 50.6817 | 137.7609 | 1001208 | 0.057995 | 0.12035
6417 | 101.011 | 1.4314 | 23.0977 | 384.759 | 955331 | 0.026431 | 0.056897
6418 | 107.9454 | 1.1734 | 14.1946 | 702.6599 | 877285 | 0.016243 | 0.035392
6419 | 110.1927 | 1.0766 | 35.8482 | 945.8583 | 869938 | 0.041021 | 0.086806
6420 | 111.245 | 1.0282 | 47.0795 | 1133.2893 | 871614 | 0.053873 | 0.11232
6421 | 108.3456 | 1.3663 | 49.4549 | 1190.9419 | 832763 | 0.056591 | 0.11762
6422 | 108.339 | 1.2537 | 52.147 | 1126.9447 | 858722 | 0.059672 | 0.12359
6423 | 114.7853 | 0.86724 | 55.9355 | 1010.7823 | 860565 | 0.064007 | 0.13192
6424 | 116.1159 | 0.80316 | 44.6581 | 745.0443 | 835497 | 0.051102 | 0.10688
6425 | 117.2425 | 0.86736 | 40.5229 | 396.3088 | 825802 | 0.04637 | 0.097518
6426 | 116.4037 | 1.254 | 42.5844 | 109.9542 | 809523 | 0.048729 | 0.1022
6427 | 114.4069 | 1.6252 | 95.3028 | 17.8788 | 799289 | 0.10905 | 0.21384
6428 | 114.2905 | 1.6413 | 105.7379 | 18.0915 | 847347 | 0.121 | 0.23424
6429 | 111.5772 | 1.3507 | 94.8408 | 19.5715 | 868353 | 0.10853 | 0.21293
6430 | 106.966 | 1.0767 | 61.9538 | 14.7217 | 926422 | 0.070894 | 0.14498
6431 | 103.8215 | 0.75481 | 66.9689 | 7.5659 | 910841 | 0.076632 | 0.15571
6432 | 101.8595 | 0.65879 | 68.8136 | 1.5344 | 930320 | 0.078743 | 0.15962
6433 | 97.9018 | 0.48468 | 59.809 | 0.1788 | 859593 | 0.068439 | 0.14035
6434 | 94.7908 | 0.42616 | 60.0123 | 0.17532 | 753324 | 0.068672 | 0.14079
6435 | 94.4362 | 0.41088 | 64.2175 | 0.00576 | 631580 | 0.073484 | 0.14984
6436 | 94.8825 | 0.41104 | 66.1989 | 0.01568 | 516270 | 0.075751 | 0.15407
6437 | 94.2156 | 0.40558 | 72.1968 | 0 | 553052 | 0.082615 | 0.16675
6438 | 95.5391 | 0.96453 | 81.9059 | 0.077054 | 916448 | 0.093725 | 0.18687
6439 | 98.5621 | 1.9648 | 85.3763 | 9.0164 | 1062944 | 0.097696 | 0.19394
6440 | 102.7657 | 1.6582 | 103.6506 | 167.5276 | 1098350 | 0.11861 | 0.2302
6441 | 105.8487 | 1.4321 | 95.9079 | 507.4116 | 991698 | 0.10975 | 0.21504
6442 | 108.131 | 1.1738 | 110.3963 | 864.0109 | 910329 | 0.12633 | 0.24318
6443 | 111.4605 | 1.077 | 132.7601 | 1073.6314 | 899950 | 0.15192 | 0.28473
6444 | 113.7033 | 1.0286 | 146.0721 | 1190.8295 | 870939 | 0.16715 | 0.30843
6445 | 110.1499 | 1.3668 | 141.9808 | 1205.0084 | 894125 | 0.16247 | 0.30123
6446 | 110.3657 | 1.2541 | 131.4274 | 1051.4285 | 896229 | 0.15039 | 0.28231
6447 | 116.9604 | 0.86745 | 141.658 | 863.1214 | 886509 | 0.1621 | 0.30065
6448 | 117.3489 | 0.80311 | 110.4325 | 648.5114 | 856726 | 0.12637 | 0.24325
6449 | 118.0569 | 0.86756 | 98.3429 | 332.4953 | 900357 | 0.11253 | 0.21984
6450 | 118.0072 | 1.2547 | 91.6461 | 84.7356 | 883073 | 0.10487 | 0.20657
6451 | 115.8325 | 1.6251 | 161.971 | 17.6521 | 873332 | 0.18534 | 0.3358
6452 | 115.3893 | 1.6414 | 159.8408 | 19.7508 | 912340 | 0.18291 | 0.33219
6453 | 113.4979 | 1.3515 | 183.8966 | 19.2786 | 914225 | 0.21043 | 0.37196
6454 | 108.9098 | 1.0774 | 155.5877 | 12.3713 | 986495 | 0.17804 | 0.32493
6455 | 104.9016 | 0.7554 | 122.9895 | 7.8367 | 1008005 | 0.14074 | 0.26685
6456 | 101.3632 | 0.65921 | 105.003 | 1.9768 | 1023476 | 0.12015 | 0.23282
6457 | 99.4675 | 0.48511 | 89.7504 | 0.19344 | 927714 | 0.1027 | 0.20277
6458 | 96.4302 | 0.42665 | 94.5471 | 0.18432 | 775573 | 0.10819 | 0.21234
6459 | 95.7967 | 0.41239 | 105.8681 | 0.02984 | 610654 | 0.12114 | 0.23449
6460 | 94.6973 | 0.41255 | 114.4733 | 0 | 505414 | 0.13099 | 0.25092
6461 | 94.474 | 0.40654 | 130.2652 | 0.00576 | 564730 | 0.14906 | 0.2802
6462 | 95.4564 | 0.96569 | 152.4942 | 0.034135 | 905204 | 0.1745 | 0.31961
6463 | 98.3023 | 1.9675 | 126.7964 | 0.53115 | 921348 | 0.14509 | 0.27386
6464 | 101.8913 | 1.6599 | 127.1538 | 21.459 | 920378 | 0.1455 | 0.27452
6465 | 106.915 | 1.4329 | 148.1033 | 69.2934 | 878131 | 0.16947 | 0.31199
6466 | 110.937 | 1.1741 | 147.7784 | 135.4584 | 858185 | 0.1691 | 0.31142
6467 | 113.6453 | 1.0769 | 171.4255 | 238.451 | 891468 | 0.19616 | 0.35161
6468 | 113.4808 | 1.0281 | 229.932 | 356.6822 | 906387 | 0.26311 | 0.44242
6469 | 110.1983 | 1.3659 | 264.7339 | 393.5693 | 913049 | 0.30293 | 0.49129
6470 | 110.06 | 1.2531 | 280.9174 | 414.2684 | 882124 | 0.32145 | 0.51285
6471 | 114.6161 | 0.8667 | 296.7686 | 436.928 | 891257 | 0.33959 | 0.5333
6472 | 113.5489 | 0.80243 | 368.5348 | 347.2027 | 904715 | 0.42171 | 0.6184
6473 | 114.1141 | 0.86682 | 450.6422 | 185.2275 | 887934 | 0.51567 | 0.70291
6474 | 113.0546 | 1.2535 | 452.4692 | 65.6363 | 892289 | 0.51776 | 0.70466
6475 | 110.8066 | 1.6245 | 525.6044 | 12.4256 | 869681 | 0.60145 | 0.7703
6476 | 111.4394 | 1.6408 | 444.1998 | 7.9024 | 886327 | 0.5083 | 0.69671
6477 | 109.2178 | 1.3511 | 409.5743 | 5.7065 | 871343 | 0.46867 | 0.66218
6478 | 105.4956 | 1.0772 | 353.4837 | 1.3159 | 913346 | 0.40449 | 0.6015
6479 | 103.1052 | 0.75522 | 309.0581 | 0.31685 | 918650 | 0.35365 | 0.54872
6480 | 100.8531 | 0.65907 | 249.2013 | 0.17912 | 921284 | 0.28516 | 0.46991
6481 | 98.7348 | 0.48055 | 221.9892 | 0.156 | 833969 | 0.25402 | 0.43076
6482 | 95.4878 | 0.49382 | 228.4887 | 0 | 756588 | 0.26146 | 0.44031
6483 | 94.4878 | 0.44232 | 201.9855 | 8e-05 | 644445 | 0.23113 | 0.40049
6484 | 93.9455 | 0.40535 | 163.9777 | 0 | 514243 | 0.18764 | 0.33919
6485 | 93.8251 | 0.40545 | 165.169 | 0 | 570621 | 0.189 | 0.34119
6486 | 94.5471 | 0.52073 | 194.4621 | 0.045828 | 892965 | 0.22252 | 0.38876
6487 | 96.5426 | 0.80841 | 226.1842 | 3.0242 | 952642 | 0.25882 | 0.43694
6488 | 98.6751 | 1.126 | 222.1452 | 117.4425 | 887887 | 0.2542 | 0.43099
6489 | 103.5363 | 1.6097 | 179.6277 | 391.8113 | 872637 | 0.20555 | 0.36506
6490 | 106.9611 | 1.5951 | 146.9087 | 736.8722 | 905052 | 0.16811 | 0.3099
6491 | 107.6723 | 1.4701 | 158.9803 | 1048.0657 | 849885 | 0.18192 | 0.33073
6492 | 107.5577 | 1.5524 | 196.3075 | 1221.6479 | 821717 | 0.22463 | 0.39166
6493 | 103.5738 | 1.5654 | 208.2633 | 1283.8962 | 852009 | 0.23832 | 0.41013
6494 | 102.8853 | 1.3169 | 258.9735 | 1249.8383 | 858549 | 0.29634 | 0.48344
6495 | 108.5694 | 1.1237 | 341.9816 | 1131.2673 | 876117 | 0.39133 | 0.58826
6496 | 107.7856 | 0.95828 | 416.681 | 902.0763 | 860364 | 0.47681 | 0.66944
6497 | 109.2753 | 1.1239 | 469.3565 | 546.8425 | 830094 | 0.53708 | 0.72053
6498 | 109.3021 | 1.345 | 447.1928 | 157.7399 | 838546 | 0.51172 | 0.6996
6499 | 107.7725 | 1.7318 | 543.7347 | 18.8563 | 846113 | 0.62219 | 0.78539
6500 | 109.1603 | 1.4418 | 581.1888 | 19.0862 | 868562 | 0.66505 | 0.81524
6501 | 107.1211 | 0.95896 | 610.3507 | 19.7299 | 877845 | 0.69842 | 0.8373
6502 | 104.0413 | 0.9452 | 577.4493 | 14.8088 | 927929 | 0.66077 | 0.81233
6503 | 101.2975 | 0.83496 | 535.5288 | 8.2571 | 888131 | 0.6128 | 0.77862
6504 | 99.7028 | 0.64254 | 495.7331 | 2.2716 | 935621 | 0.56727 | 0.74445
6505 | 96.1154 | 0.52208 | 447.2501 | 0.192 | 885591 | 0.51179 | 0.69966
6506 | 93.1408 | 0.47801 | 508.6305 | 0.18072 | 760770 | 0.58202 | 0.75576
6507 | 92.8805 | 0.44963 | 529.9224 | 0.02708 | 631014 | 0.60639 | 0.77394
6508 | 91.6005 | 0.40482 | 538.0695 | 0.0156 | 500584 | 0.61571 | 0.78072
6509 | 91.6242 | 0.40483 | 505.9849 | 0 | 559929 | 0.579 | 0.75346
6510 | 93.0947 | 0.44959 | 441.2506 | 0.091112 | 898232 | 0.50492 | 0.69385
6511 | 94.8893 | 0.65734 | 368.568 | 12.4181 | 978974 | 0.42175 | 0.61844
6512 | 97.0078 | 0.97672 | 293.9499 | 248.6788 | 926569 | 0.33637 | 0.52971
6513 | 100.288 | 1.3427 | 206.0549 | 682.7582 | 852106 | 0.23579 | 0.40675
6514 | 103.1994 | 1.6629 | 178.8626 | 965.5921 | 893109 | 0.20467 | 0.36382
6515 | 104.1683 | 1.8 | 100.6475 | 1098.6361 | 863035 | 0.11517 | 0.22435
6516 | 103.8741 | 1.8761 | 97.6175 | 1162.7227 | 900378 | 0.1117 | 0.21841
6517 | 99.7503 | 1.662 | 114.58 | 1192.5426 | 904734 | 0.13111 | 0.25112
6518 | 98.7853 | 1.4792 | 140.2007 | 1145.1716 | 900817 | 0.16043 | 0.29807
6519 | 103.7828 | 1.2353 | 160.9991 | 988.5463 | 885807 | 0.18423 | 0.33416
6520 | 104.8483 | 1.1288 | 211.4033 | 779.6748 | 901385 | 0.24191 | 0.4149
6521 | 104.1235 | 0.79369 | 235.8248 | 430.2071 | 894919 | 0.26985 | 0.45094
6522 | 104.1015 | 1.1897 | 249.6668 | 108.0323 | 875361 | 0.28569 | 0.47056
6523 | 103.5711 | 1.4487 | 345.8563 | 19.3339 | 845883 | 0.39576 | 0.59275
6524 | 104.3316 | 1.5404 | 365.0109 | 19.6652 | 849307 | 0.41768 | 0.61449
6525 | 101.0277 | 0.96132 | 365.0734 | 20.5241 | 868120 | 0.41775 | 0.61456
6526 | 99.1547 | 0.91605 | 328.627 | 16.4639 | 889664 | 0.37605 | 0.57252
6527 | 97.6484 | 0.87006 | 301.1328 | 9.3732 | 893454 | 0.34459 | 0.53882
6528 | 96.8018 | 0.64243 | 286.4596 | 2.3602 | 937101 | 0.32779 | 0.52007
6529 | 95.1864 | 0.48472 | 292.0245 | 0.028896 | 863628 | 0.33416 | 0.52725
6530 | 91.9173 | 0.42623 | 293.4458 | 0.03248 | 753141 | 0.33579 | 0.52907
6531 | 90.4813 | 0.41139 | 298.5152 | 0.04128 | 625419 | 0.34159 | 0.53551
6532 | 90.1153 | 0.41152 | 266.8169 | 0 | 515025 | 0.30532 | 0.4941
6533 | 91.207 | 0.40592 | 260.1691 | 0 | 578672 | 0.29771 | 0.48508
6534 | 91.794 | 0.96504 | 261.7991 | 0.099094 | 891086 | 0.29958 | 0.4873
6535 | 92.9408 | 1.966 | 268.576 | 10.9736 | 960088 | 0.30733 | 0.49647
6536 | 94.4147 | 1.6593 | 303.8117 | 211.7605 | 908137 | 0.34765 | 0.54218
6537 | 94.8283 | 1.4331 | 259.8548 | 607.1895 | 882181 | 0.29735 | 0.48465
6538 | 95.1482 | 1.1747 | 252.5417 | 944.6538 | 890329 | 0.28898 | 0.47457
6539 | 95.7656 | 1.0777 | 233.8309 | 1154.8288 | 871353 | 0.26757 | 0.44807
6540 | 95.819 | 1.0292 | 214.0196 | 1280.9701 | 854404 | 0.2449 | 0.41885
6541 | 93.6498 | 1.3676 | 204.9691 | 1299.9973 | 868508 | 0.23455 | 0.40509
6542 | 93.0861 | 1.2549 | 195.5115 | 1240.2684 | 869888 | 0.22372 | 0.39041
6543 | 96.7521 | 0.86797 | 197.4492 | 1116.9431 | 877384 | 0.22594 | 0.39344
6544 | 96.0539 | 0.80361 | 193.6403 | 891.8791 | 894100 | 0.22158 | 0.38747
6545 | 96.0423 | 0.86808 | 203.4184 | 533.4119 | 872141 | 0.23277 | 0.4027
6546 | 94.8607 | 1.2552 | 233.2592 | 144.4385 | 865290 | 0.26692 | 0.44724
6547 | 94.8296 | 1.6265 | 313.5476 | 19.0238 | 866388 | 0.35879 | 0.55426
6548 | 96.1245 | 1.6427 | 313.4968 | 20.8379 | 857986 | 0.35873 | 0.5542
6549 | 95.2742 | 1.3525 | 295.1123 | 21.3863 | 880098 | 0.3377 | 0.53119
6550 | 94.2966 | 1.0782 | 261.4446 | 16.6589 | 931992 | 0.29917 | 0.48682
6551 | 92.6947 | 0.75583 | 230.6139 | 9.3476 | 916709 | 0.26389 | 0.44341
6552 | 91.314 | 0.65955 | 238.8538 | 2.2054 | 939085 | 0.27332 | 0.45529
6553 | 89.1213 | 0.48533 | 243.8935 | 0.06308 | 846730 | 0.27909 | 0.46245
6554 | 86.1217 | 0.42687 | 277.9851 | 0.56704 | 747155 | 0.3181 | 0.50899
6555 | 84.9439 | 0.41287 | 320.7298 | 0.5368 | 637968 | 0.36701 | 0.56302
6556 | 85.1568 | 0.41295 | 299.1224 | 0.03012 | 517278 | 0.34228 | 0.53628
6557 | 85.2599 | 0.4067 | 266.4773 | 0 | 579005 | 0.30493 | 0.49364
6558 | 85.2386 | 0.96571 | 247.8484 | 0 | 902494 | 0.28361 | 0.46802
6559 | 85.9451 | 1.9675 | 211.4168 | 1.3653 | 958288 | 0.24192 | 0.41492
6560 | 86.9059 | 1.6601 | 168.8999 | 49.1287 | 917320 | 0.19327 | 0.34742
6561 | 86.4079 | 1.4329 | 199.4273 | 128.2601 | 887614 | 0.2282 | 0.39652
6562 | 88.3259 | 1.1736 | 244.8851 | 176.5409 | 892681 | 0.28022 | 0.46385
6563 | 90.0543 | 1.0767 | 278.7673 | 202.4177 | 878784 | 0.31899 | 0.51002
6564 | 90.8399 | 1.0285 | 345.4498 | 216.6924 | 859776 | 0.3953 | 0.59228
6565 | 88.8199 | 1.3661 | 416.0706 | 241.04 | 895512 | 0.47611 | 0.66882
6566 | 88.6757 | 1.2534 | 479.0782 | 230.1997 | 907377 | 0.54821 | 0.72947
6567 | 89.1866 | 0.86682 | 485.64 | 171.6685 | 845942 | 0.55572 | 0.73542
6568 | 89.5807 | 0.80246 | 414.6658 | 104.8376 | 874121 | 0.4745 | 0.66739
6569 | 89.2005 | 0.86672 | 354.237 | 45.4094 | 871874 | 0.40535 | 0.60236
6570 | 89.2798 | 1.2533 | 407.0043 | 12.0014 | 842423 | 0.46573 | 0.65954
6571 | 89.9315 | 1.6242 | 498.023 | 5.939 | 842628 | 0.56989 | 0.74647
6572 | 92.0817 | 1.6405 | 482.2911 | 2.8382 | 855779 | 0.55188 | 0.73239
6573 | 91.1657 | 1.3509 | 500.2508 | 2.2084 | 876629 | 0.57244 | 0.74844
6574 | 90.629 | 1.0771 | 499.6474 | 8e-05 | 901097 | 0.57175 | 0.74791
6575 | 89.5052 | 0.75518 | 417.5858 | 0 | 959827 | 0.47784 | 0.67036
6576 | 87.8465 | 0.65906 | 306.8791 | 0.01224 | 352171 | 0.35116 | 0.54601
6577 | 84.2207 | 0.48503 | 301.5846 | 8e-05 | 821656 | 0.3451 | 0.53939
6578 | 82.7021 | 0.42661 | 320.6214 | 0.36768 | 731605 | 0.36689 | 0.56289
6579 | 80.6694 | 0.41238 | 275.1282 | 0 | 599679 | 0.31483 | 0.50522
6580 | 80.724 | 0.41257 | 208.8738 | 0 | 521578 | 0.23901 | 0.41106
6581 | 80.8075 | 0.40656 | 174.6326 | 8e-05 | 572075 | 0.19983 | 0.3569
6582 | 81.4841 | 0.96571 | 127.9316 | 0 | 875052 | 0.14639 | 0.27594
6583 | 82.5228 | 1.9676 | 81.0445 | 0.328 | 1001895 | 0.092739 | 0.18511
6584 | 83.5874 | 1.6601 | 65.2194 | 28.293 | 962792 | 0.07463 | 0.15198
6585 | 85.7331 | 1.4333 | 118.5149 | 185.3756 | 964334 | 0.13562 | 0.25852
6586 | 86.3646 | 1.1745 | 134.1054 | 375.6561 | 914773 | 0.15346 | 0.28716
6587 | 85.9307 | 1.0773 | 141.194 | 519.2583 | 893131 | 0.16157 | 0.29983
6588 | 86.8035 | 1.0286 | 140.0083 | 658.0945 | 866405 | 0.16021 | 0.29773
6589 | 85.2258 | 1.3667 | 148.4436 | 690.3797 | 848781 | 0.16986 | 0.31258
6590 | 85.5654 | 1.2538 | 215.2635 | 630.127 | 825149 | 0.24633 | 0.42072
6591 | 88.1594 | 0.86705 | 257.8086 | 520.8236 | 846416 | 0.29501 | 0.48184
6592 | 87.8086 | 0.80271 | 271.0635 | 420.0956 | 827246 | 0.31018 | 0.4998
6593 | 87.6413 | 0.86708 | 276.9573 | 284.3761 | 838512 | 0.31692 | 0.50764
6594 | 87.7271 | 1.2538 | 284.1345 | 85.3145 | 828294 | 0.32513 | 0.51705
6595 | 88.3959 | 1.6249 | 311.7527 | 15.4633 | 774737 | 0.35674 | 0.55205
6596 | 90.1033 | 1.6413 | 330.5527 | 12.3025 | 872787 | 0.37825 | 0.57482
6597 | 89.6232 | 1.3516 | 326.2109 | 10.3561 | 841521 | 0.37328 | 0.56963
6598 | 88.0706 | 1.0776 | 290.6713 | 6.7104 | 981391 | 0.33261 | 0.52551
6599 | 85.8301 | 0.75555 | 241.7902 | 3.0777 | 986665 | 0.27668 | 0.45947
6600 | 84.2859 | 0.65938 | 153.235 | 0.0462 | 885826 | 0.17535 | 0.32089
6601 | 82.6523 | 0.48525 | 137.2669 | 8e-05 | 818501 | 0.15707 | 0.29284
6602 | 79.8981 | 0.42682 | 121.3026 | 0.47808 | 715973 | 0.13881 | 0.26372
6603 | 79.2106 | 0.41285 | 169.4078 | 0.46752 | 590760 | 0.19385 | 0.34827
6604 | 77.8162 | 0.413 | 224.4167 | 0.0054 | 483159 | 0.2568 | 0.43434
6605 | 77.4924 | 0.40679 | 232.6735 | 8e-05 | 525871 | 0.26625 | 0.4464
6606 | 78.0487 | 0.96594 | 220.0025 | 0 | 832806 | 0.25175 | 0.42781
6607 | 78.9902 | 1.9681 | 254.8666 | 5.3078 | 1004275 | 0.29164 | 0.47779
6608 | 79.0634 | 1.6604 | 279.1184 | 154.9536 | 1008226 | 0.31939 | 0.51049
6609 | 77.7046 | 1.4334 | 257.4778 | 514.213 | 962556 | 0.29463 | 0.48139
6610 | 77.8007 | 1.1743 | 247.5544 | 828.0172 | 889146 | 0.28328 | 0.4676
6611 | 78.8736 | 1.077 | 251.0983 | 1014.0709 | 837902 | 0.28733 | 0.47256
6612 | 79.5403 | 1.0281 | 216.5136 | 1098.4054 | 804477 | 0.24776 | 0.4226
6613 | 77.7606 | 1.3657 | 224.2679 | 1103.0932 | 787579 | 0.25663 | 0.43412
6614 | 77.3559 | 1.2529 | 197.3329 | 1028.9527 | 783113 | 0.22581 | 0.39326
6615 | 76.0468 | 0.86657 | 202.2954 | 826.1136 | 805197 | 0.23149 | 0.40097
6616 | 76.2816 | 0.80234 | 204.0766 | 502.419 | 831292 | 0.23352 | 0.40372
6617 | 76.1256 | 0.86675 | 233.3827 | 229.582 | 823538 | 0.26706 | 0.44742
6618 | 77.8871 | 1.2534 | 245.89 | 55.8736 | 854012 | 0.28137 | 0.46527
6619 | 79.3232 | 1.6244 | 331.2212 | 17.8192 | 853431 | 0.37902 | 0.57561
6620 | 80.9199 | 1.6408 | 328.7023 | 19.8746 | 885331 | 0.37613 | 0.57261
6621 | 80.5682 | 1.3512 | 306.9601 | 20.4863 | 882741 | 0.35125 | 0.54611
6622 | 80.2719 | 1.0772 | 279.9267 | 14.6966 | 919542 | 0.32032 | 0.51155
6623 | 79.7876 | 0.7553 | 256.6907 | 6.816 | 994611 | 0.29373 | 0.4803
6624 | 78.865 | 0.65916 | 261.0265 | 1.8856 | 958499 | 0.29869 | 0.48625
6625 | 75.8843 | 0.48512 | 259.6073 | 0 | 857142 | 0.29707 | 0.48431
6626 | 71.0584 | 0.42671 | 267.1509 | 0.53364 | 739898 | 0.3057 | 0.49455
6627 | 70.4736 | 0.41264 | 262.2382 | 0.46952 | 590903 | 0.30008 | 0.4879
6628 | 69.7005 | 0.41288 | 245.057 | 0 | 477944 | 0.28042 | 0.46409
6629 | 70.1509 | 0.40676 | 232.8661 | 0 | 529380 | 0.26647 | 0.44668
6630 | 71.0395 | 0.96601 | 220.3863 | 0.0054 | 775471 | 0.25219 | 0.42838
6631 | 72.2181 | 1.9683 | 190.1694 | 5.5671 | 556543 | 0.21761 | 0.38198
6632 | 71.8699 | 1.6607 | 166.9306 | 150.2366 | 507254 | 0.19102 | 0.34414
6633 | 71.6384 | 1.4336 | 161.9586 | 464.075 | 458820 | 0.18533 | 0.33578
6634 | 69.3849 | 1.1747 | 133.7442 | 774.6047 | 506106 | 0.15304 | 0.2865
6635 | 71.6927 | 1.0773 | 111.7129 | 981.3385 | 647564 | 0.12783 | 0.24569
6636 | 69.8885 | 1.0286 | 107.041 | 1084.6775 | 734157 | 0.12249 | 0.23675
6637 | 69.0389 | 1.3665 | 134.0485 | 1078.141 | 747836 | 0.15339 | 0.28705
6638 | 69.0332 | 1.2537 | 157.2095 | 1000.9346 | 791039 | 0.17989 | 0.32771
6639 | 68.4445 | 0.8671 | 176.404 | 820.56 | 778288 | 0.20186 | 0.35981
6640 | 68.9245 | 0.80283 | 178.442 | 584.8132 | 817582 | 0.20419 | 0.36313
6641 | 69.2942 | 0.86731 | 160.72 | 277.5614 | 789364 | 0.18391 | 0.33369
6642 | 70.479 | 1.2543 | 151.9178 | 66.8006 | 805305 | 0.17384 | 0.31861
6643 | 73.59 | 1.6256 | 175.6994 | 18.5278 | 797023 | 0.20105 | 0.35865
6644 | 75.8548 | 1.6419 | 157.8949 | 21.3414 | 805518 | 0.18068 | 0.32888
6645 | 76.1586 | 1.352 | 145.2435 | 21.4319 | 855381 | 0.1662 | 0.30698
6646 | 76.1235 | 1.0778 | 91.9987 | 15.7069 | 903398 | 0.10527 | 0.20727
6647 | 76.4391 | 0.75568 | 76.6326 | 7.2062 | 922465 | 0.087691 | 0.176
6648 | 77.0159 | 0.65946 | 74.5285 | 1.7678 | 906920 | 0.085283 | 0.17163
6649 | 74.6807 | 0.48084 | 78.7995 | 0.18128 | 834960 | 0.09017 | 0.18049
6650 | 70.8531 | 0.4941 | 86.5936 | 0.64704 | 740052 | 0.099089 | 0.19641
6651 | 70.6208 | 0.44261 | 108.6088 | 0.49848 | 595619 | 0.12428 | 0.23976
6652 | 70.6356 | 0.40594 | 114.0984 | 0 | 479164 | 0.13056 | 0.25021
6653 | 70.4966 | 0.40603 | 148.5934 | 0.00584 | 536166 | 0.17004 | 0.31284
6654 | 71.5025 | 0.52098 | 151.5447 | 0 | 851684 | 0.17341 | 0.31797
6655 | 71.5954 | 0.80883 | 160.4829 | 4.176 | 877699 | 0.18364 | 0.33328
6656 | 72.1468 | 1.1268 | 164.4495 | 109.2667 | 828819 | 0.18818 | 0.33998
6657 | 71.5884 | 1.6112 | 170.8727 | 357.0793 | 820061 | 0.19553 | 0.3507
6658 | 71.6698 | 1.5969 | 186.8043 | 622.3676 | 834145 | 0.21376 | 0.37662
6659 | 72.0346 | 1.4718 | 173.3825 | 657.649 | 853279 | 0.1984 | 0.35484
6660 | 72.823 | 1.5545 | 166.3885 | 596.8751 | 848700 | 0.1904 | 0.34323
6661 | 73.7068 | 1.5677 | 142.4052 | 493.7764 | 864905 | 0.16295 | 0.30198
6662 | 73.2612 | 1.3188 | 118.5915 | 388.2013 | 896811 | 0.1357 | 0.25866
6663 | 73.4194 | 1.1253 | 89.8868 | 254.21 | 870189 | 0.10286 | 0.20305
6664 | 74.2584 | 0.95957 | 73.0117 | 160.5579 | 885822 | 0.083547 | 0.16846
6665 | 74.7437 | 1.1255 | 63.5152 | 68.785 | 814775 | 0.07268 | 0.14833
6666 | 75.578 | 1.3469 | 79.2879 | 16.238 | 858970 | 0.090729 | 0.18149
6667 | 78.7643 | 1.7342 | 156.6058 | 13.549 | 843383 | 0.1792 | 0.32668
6668 | 81.9284 | 1.4438 | 165.832 | 12.6889 | 850890 | 0.18976 | 0.3423
6669 | 82.3951 | 0.96019 | 109.7192 | 10.4692 | 863676 | 0.12555 | 0.24189
6670 | 81.2753 | 0.94651 | 63.6611 | 3.0144 | 922862 | 0.072847 | 0.14865
6671 | 81.7241 | 0.8363 | 64.0452 | 0.43415 | 917076 | 0.073287 | 0.14947
6672 | 80.4433 | 0.64343 | 62.7739 | 0.15384 | 955424 | 0.071832 | 0.14674
6673 | 77.4102 | 0.5228 | 64.5934 | 0 | 862926 | 0.073914 | 0.15064
6674 | 73.6982 | 0.47878 | 87.4792 | 0.47712 | 755450 | 0.1001 | 0.1982
6675 | 73.2893 | 0.45048 | 88.5462 | 0.46944 | 637291 | 0.10132 | 0.20035
6676 | 72.4227 | 0.40645 | 85.6301 | 8e-05 | 516843 | 0.097986 | 0.19446
6677 | 72.2699 | 0.40648 | 102.785 | 0 | 573217 | 0.11762 | 0.22852
6678 | 73.0566 | 0.45048 | 131.3621 | 0.0054 | 877666 | 0.15032 | 0.28219
6679 | 75.1197 | 0.65843 | 130.178 | 0.48295 | 944727 | 0.14896 | 0.28004
6680 | 76.5275 | 0.98777 | 118.5402 | 29.153 | 904745 | 0.13565 | 0.25857
6681 | 76.6872 | 1.3661 | 126.1808 | 91.693 | 853207 | 0.14439 | 0.27273
6682 | 79.7153 | 1.6712 | 138.0511 | 148.8053 | 876497 | 0.15797 | 0.29424
6683 | 80.5549 | 1.8039 | 139.9581 | 224.9127 | 863256 | 0.16015 | 0.29764
6684 | 81.7153 | 1.8801 | 123.7588 | 300.8267 | 865645 | 0.14162 | 0.26827
6685 | 81.0716 | 1.6648 | 77.3617 | 309.5942 | 930081 | 0.088525 | 0.17752
6686 | 81.7278 | 1.4811 | 62.1404 | 286.3956 | 880046 | 0.071107 | 0.14538
6687 | 81.6343 | 1.2363 | 71.3398 | 255.6788 | 895581 | 0.081634 | 0.16495
6688 | 81.176 | 1.1292 | 64.6322 | 201.7074 | 864072 | 0.073958 | 0.15073
6689 | 81.3627 | 0.79402 | 70.2937 | 120.1175 | 856140 | 0.080437 | 0.16275
6690 | 83.1587 | 1.1903 | 75.4414 | 27.787 | 853707 | 0.086327 | 0.17353
6691 | 85.6738 | 1.4498 | 122.3374 | 9.651 | 846681 | 0.13999 | 0.26564
6692 | 87.6333 | 1.5415 | 160.5066 | 6.5086 | 864087 | 0.18367 | 0.33332
6693 | 86.7096 | 0.96211 | 138.4111 | 3.7928 | 848648 | 0.15838 | 0.29488
6694 | 85.9394 | 0.91651 | 84.0217 | 0.37639 | 887737 | 0.096146 | 0.19119
6695 | 85.6554 | 0.87092 | 59.9457 | 0.30379 | 938188 | 0.068596 | 0.14064
6696 | 85.5755 | 0.64294 | 52.5224 | 0.0048 | 941438 | 0.060101 | 0.12442
6697 | 81.6249 | 0.48529 | 60.6615 | 8e-05 | 858327 | 0.069415 | 0.14219
6698 | 79.1605 | 0.42696 | 68.2529 | 0.47616 | 752673 | 0.078102 | 0.15844
6699 | 78.9956 | 0.41342 | 59.1136 | 0.4272 | 618267 | 0.067644 | 0.13884
6700 | 77.4191 | 0.41363 | 75.8653 | 8e-05 | 524929 | 0.086812 | 0.17441
6701 | 77.6114 | 0.40715 | 84.7923 | 0 | 568627 | 0.097028 | 0.19276
6702 | 77.9996 | 0.96623 | 96.3047 | 0 | 908477 | 0.1102 | 0.21582
6703 | 80.524 | 1.9966 | 77.2857 | 3.0318 | 931563 | 0.088438 | 0.17736
6704 | 81.4352 | 1.8232 | 75.0159 | 117.4804 | 890651 | 0.085841 | 0.17264
6705 | 81.9431 | 1.4595 | 66.0468 | 407.4593 | 856990 | 0.075577 | 0.15375
6706 | 81.7655 | 1.1771 | 60.3629 | 637.5551 | 853798 | 0.069073 | 0.14155
6707 | 84.1256 | 1.0782 | 77.6953 | 846.6398 | 844022 | 0.088906 | 0.17821
6708 | 84.5691 | 1.0295 | 85.1374 | 996.5363 | 759600 | 0.097422 | 0.19346
6709 | 84.0763 | 1.3678 | 56.2185 | 987.8627 | 877779 | 0.064331 | 0.13254
6710 | 84.3842 | 1.2548 | 53.2103 | 956.9503 | 894076 | 0.060888 | 0.12594
6711 | 84.0424 | 0.86783 | 52.0057 | 829.9312 | 896786 | 0.05951 | 0.12328
6712 | 83.9995 | 0.80345 | 48.4175 | 652.2942 | 848005 | 0.055404 | 0.11531
6713 | 84.5999 | 0.86797 | 38.713 | 376.5658 | 851191 | 0.044299 | 0.093386
6714 | 86.4309 | 1.2553 | 33.2604 | 85.7332 | 857690 | 0.03806 | 0.080818
6715 | 89.527 | 1.6268 | 59.538 | 16.529 | 835163 | 0.068129 | 0.13976
6716 | 91.6796 | 1.6431 | 69.5536 | 18.5988 | 844055 | 0.07959 | 0.16119
6717 | 91.9963 | 1.3529 | 44.7473 | 19.3056 | 838758 | 0.051204 | 0.10709
6718 | 90.851 | 1.0785 | 30.1581 | 13.1778 | 903736 | 0.03451 | 0.073585
6719 | 89.4181 | 0.75611 | 32.0291 | 5.126 | 911629 | 0.036651 | 0.077954
6720 | 88.4353 | 0.65983 | 18.1702 | 0.675 | 935364 | 0.020792 | 0.04506
6721 | 87.0764 | 0.48561 | 12.7308 | 0.19416 | 848103 | 0.014568 | 0.031807
6722 | 85.1572 | 0.42725 | 26.6233 | 0.62136 | 743966 | 0.030465 | 0.06527
6723 | 83.8261 | 0.41407 | 27.8212 | 0.46952 | 630857 | 0.031836 | 0.068096
6724 | 83.2167 | 0.41442 | 24.326 | 0 | 525491 | 0.027836 | 0.059823
6725 | 82.6218 | 0.40773 | 21.7938 | 0.018 | 577527 | 0.024939 | 0.05378
6726 | 82.7543 | 0.9666 | 25.8566 | 8e-05 | 912421 | 0.029588 | 0.063456
6727 | 83.7218 | 2.6506 | 27.2352 | 3.6229 | 947307 | 0.031165 | 0.066715
6728 | 84.3241 | 3.2766 | 25.0064 | 133.5001 | 912770 | 0.028615 | 0.061439
6729 | 84.1367 | 2.627 | 21.1122 | 469.8702 | 883744 | 0.024159 | 0.052146
6730 | 83.7162 | 1.4227 | 14.4578 | 835.1619 | 867770 | 0.016544 | 0.036036
6731 | 85.1882 | 1.1059 | 12.6307 | 1015.2728 | 851084 | 0.014453 | 0.031561
6732 | 86.6815 | 1.0315 | 16.4532 | 1081.3671 | 863201 | 0.018827 | 0.040897
6733 | 85.908 | 1.3687 | 19.109 | 1088.3277 | 893456 | 0.021866 | 0.047327
6734 | 86.6976 | 1.2558 | 15.0563 | 1025.8295 | 892612 | 0.017229 | 0.037497
6735 | 87.4224 | 0.86846 | 14.1866 | 904.2364 | 872915 | 0.016234 | 0.035373
6736 | 88.1881 | 0.80402 | 12.1498 | 720.0857 | 865218 | 0.013903 | 0.030379
6737 | 88.3095 | 0.86861 | 14.0559 | 410.62 | 841987 | 0.016084 | 0.035053
6738 | 89.5482 | 1.2561 | 10.9338 | 95.4655 | 817087 | 0.012511 | 0.027385
6739 | 92.3381 | 1.6278 | 34.2423 | 18.2105 | 822786 | 0.039183 | 0.083095
6740 | 96.3689 | 1.6442 | 29.9892 | 20.9784 | 776487 | 0.034317 | 0.073189
6741 | 95.7806 | 1.5319 | 21.9705 | 21.4414 | 837212 | 0.025141 | 0.054203
6742 | 93.7673 | 1.0792 | 13.0902 | 16.9942 | 828177 | 0.014979 | 0.032688
6743 | 92.6829 | 0.75655 | 10.7715 | 8.4529 | 898431 | 0.012326 | 0.026984
6744 | 90.5166 | 0.66021 | 15.4675 | 1.8754 | 911866 | 0.017699 | 0.038499
6745 | 86.698 | 0.48594 | 28.063 | 0.18968 | 895131 | 0.032112 | 0.068666
6746 | 84.3741 | 0.42771 | 36.8431 | 0.6678 | 738442 | 0.042159 | 0.089097
6747 | 84.6346 | 0.41547 | 52.2176 | 0.4704 | 612495 | 0.059752 | 0.12375
6748 | 83.3703 | 0.41568 | 66.7794 | 0 | 524315 | 0.076416 | 0.15531
6749 | 84.0468 | 0.40832 | 91.2234 | 8e-05 | 571723 | 0.10439 | 0.20572
6750 | 85.3126 | 0.96747 | 92.3218 | 0 | 898279 | 0.10564 | 0.20792
6751 | 87.4579 | 9.8483 | 97.0167 | 3.8191 | 995324 | 0.11102 | 0.21723
6752 | 88.7938 | 9.8646 | 80.2215 | 144.4984 | 963308 | 0.091797 | 0.18342
6753 | 91.0084 | 7.2958 | 61.7468 | 492.764 | 945915 | 0.070657 | 0.14453
6754 | 96.4884 | 4.3381 | 56.4452 | 834.5282 | 868304 | 0.06459 | 0.13303
6755 | 98.0065 | 1.544 | 57.5154 | 1037.3956 | 871537 | 0.065815 | 0.13537
6756 | 99.5049 | 1.0339 | 92.6704 | 1144.86 | 861058 | 0.10604 | 0.20861
6757 | 96.2011 | 1.3684 | 92.1982 | 1136.6022 | 861734 | 0.1055 | 0.20767
6758 | 96.9662 | 1.2554 | 77.0035 | 1096.4001 | 868321 | 0.088115 | 0.17677
6759 | 101.1475 | 0.8682 | 69.6373 | 970.1309 | 838712 | 0.079686 | 0.16136
6760 | 101.4975 | 0.80386 | 61.828 | 759.8754 | 851187 | 0.07075 | 0.14471
6761 | 101.5737 | 0.86846 | 66.8073 | 424.9828 | 811859 | 0.076447 | 0.15537
6762 | 101.197 | 1.2568 | 76.8688 | 91.5714 | 784008 | 0.087961 | 0.17649
6763 | 101.4429 | 1.6281 | 133.7993 | 17.734 | 816728 | 0.15311 | 0.2866
6764 | 102.6482 | 1.6445 | 142.1818 | 20.5776 | 840101 | 0.1627 | 0.30158
6765 | 102.4684 | 2.48 | 149.7294 | 21.4982 | 821803 | 0.17133 | 0.31482
6766 | 100.0356 | 1.0794 | 119.265 | 15.7272 | 905977 | 0.13647 | 0.25992
6767 | 97.2467 | 0.7567 | 112.9585 | 8.2843 | 901312 | 0.12926 | 0.24805
6768 | 95.8851 | 0.66034 | 104.8106 | 2.1634 | 937354 | 0.11993 | 0.23245
6769 | 93.3247 | 0.48604 | 120.712 | 0.23825 | 880965 | 0.13813 | 0.26262
6770 | 89.8336 | 0.42784 | 140.4805 | 0.72397 | 764122 | 0.16075 | 0.29857
6771 | 91.0888 | 0.41582 | 153.952 | 0.44856 | 626340 | 0.17617 | 0.32212
6772 | 91.4305 | 0.41604 | 129.9902 | 0 | 502631 | 0.14875 | 0.2797
6773 | 91.2411 | 0.40853 | 116.1641 | 0.00584 | 555889 | 0.13293 | 0.25411
6774 | 92.2991 | 0.96768 | 123.3991 | 0 | 897435 | 0.14121 | 0.26761
6775 | 95.2039 | 11.45 | 107.6886 | 3.2104 | 1032811 | 0.12323 | 0.23799
6776 | 98.8991 | 11.1866 | 73.3538 | 117.5499 | 1089509 | 0.083939 | 0.16917
6777 | 103.7255 | 8.7449 | 26.5116 | 396.0765 | 986530 | 0.030337 | 0.065005
6778 | 105.8151 | 5.4292 | 12.9941 | 731.637 | 970379 | 0.014869 | 0.032453
6779 | 109.4048 | 2.5199 | 8.266 | 882.2054 | 904468 | 0.0094588 | 0.020779
6780 | 110.3326 | 1.1156 | 10.84 | 937.3715 | 875742 | 0.012404 | 0.027153
6781 | 108.0026 | 1.3687 | 15.5953 | 907.9857 | 876657 | 0.017846 | 0.038811
6782 | 106.5966 | 1.2556 | 18.7737 | 821.4733 | 867240 | 0.021483 | 0.046518
6783 | 111.6124 | 0.86828 | 12.0714 | 693.1875 | 853611 | 0.013813 | 0.030187
6784 | 112.4814 | 0.80388 | 11.127 | 526.0054 | 844656 | 0.012733 | 0.027861
6785 | 113.0296 | 0.86847 | 11.3001 | 267.2876 | 826029 | 0.012931 | 0.028288
6786 | 113.2021 | 1.261 | 16.7904 | 55.047 | 855856 | 0.019213 | 0.041716
6787 | 112.7376 | 1.628 | 49.9597 | 15.9325 | 835870 | 0.057169 | 0.11874
6788 | 112.0155 | 1.6445 | 50.2094 | 14.2142 | 885048 | 0.057454 | 0.1193
6789 | 109.1792 | 2.5911 | 47.8933 | 15.1722 | 923818 | 0.054804 | 0.11414
6790 | 104.852 | 1.0794 | 35.5694 | 10.5771 | 978721 | 0.040702 | 0.086162
6791 | 103.368 | 0.75669 | 57.1544 | 5.2057 | 1016712 | 0.065402 | 0.13458
6792 | 100.4667 | 0.66033 | 89.0277 | 0.76902 | 1010204 | 0.10187 | 0.20132
6793 | 98.8227 | 0.48602 | 119.7234 | 0.38009 | 910412 | 0.137 | 0.26078
6794 | 95.6097 | 0.42783 | 165.7999 | 0.85087 | 762123 | 0.18972 | 0.34225
6795 | 94.2642 | 0.41578 | 194.7553 | 0.66596 | 612670 | 0.22286 | 0.38922
6796 | 95.1161 | 0.41598 | 211.7857 | 0.044304 | 498678 | 0.24235 | 0.41548
6797 | 94.4117 | 0.40847 | 215.2652 | 0.0156 | 560498 | 0.24633 | 0.42073
6798 | 95.2145 | 0.9676 | 202.5252 | 0 | 899859 | 0.23175 | 0.40132
6799 | 96.4931 | 11.3798 | 263.3157 | 1.056 | 916738 | 0.30131 | 0.48936
6800 | 99.5023 | 11.1165 | 253.4381 | 40.4955 | 933446 | 0.29001 | 0.47581
6801 | 103.072 | 8.7327 | 180.9244 | 105.4027 | 888456 | 0.20703 | 0.36716
6802 | 108.9378 | 5.302 | 195.6166 | 174.8036 | 865929 | 0.22384 | 0.39057
6803 | 111.1696 | 2.5251 | 176.9877 | 239.9744 | 860583 | 0.20253 | 0.36076
6804 | 111.5604 | 1.0452 | 195.0922 | 339.2355 | 803128 | 0.22324 | 0.38975
6805 | 107.5461 | 1.3683 | 215.9184 | 363.1578 | 875334 | 0.24707 | 0.42171
6806 | 105.7176 | 1.2552 | 265.4128 | 345.8007 | 854628 | 0.30371 | 0.49221
6807 | 110.8709 | 0.86799 | 311.4531 | 310.1732 | 855971 | 0.35639 | 0.55168
6808 | 109.6815 | 0.80359 | 328.6763 | 234.5278 | 890161 | 0.3761 | 0.57258
6809 | 109.5512 | 0.86818 | 354.4431 | 124.8825 | 860617 | 0.40559 | 0.60259
6810 | 108.3775 | 1.2558 | 369.1257 | 26.7285 | 831622 | 0.42239 | 0.61905
6811 | 107.6161 | 1.6275 | 455.9893 | 11.9319 | 836865 | 0.52179 | 0.708
6812 | 107.7958 | 1.644 | 409.1665 | 7.4139 | 810054 | 0.46821 | 0.66176
6813 | 104.215 | 1.6308 | 362.8099 | 3.9027 | 806079 | 0.41516 | 0.61203
6814 | 102.5337 | 1.0792 | 313.0693 | 1.635 | 829038 | 0.35824 | 0.55367
6815 | 100.31 | 0.75661 | 266.1996 | 0.24488 | 860936 | 0.30461 | 0.49327
6816 | 99.531 | 0.66029 | 205.2243 | 0 | 894151 | 0.23484 | 0.40548
6817 | 96.2328 | 0.4816 | 183.9901 | 0 | 878523 | 0.21054 | 0.37211
6818 | 95.5838 | 0.49493 | 171.7372 | 0.47808 | 737539 | 0.19652 | 0.35213
6819 | 94.9394 | 0.44362 | 178.86 | 0.41576 | 613925 | 0.20467 | 0.36381
6820 | 93.8155 | 0.40806 | 260.5069 | 0 | 504038 | 0.2981 | 0.48554
6821 | 93.2926 | 0.40826 | 291.8334 | 0 | 553975 | 0.33394 | 0.527
6822 | 95.1229 | 0.52205 | 283.6003 | 0 | 902765 | 0.32452 | 0.51636
6823 | 97.356 | 11.9555 | 256.3571 | 0.21155 | 954805 | 0.29335 | 0.47984
6824 | 99.1574 | 12.4153 | 275.5661 | 14.081 | 876719 | 0.31533 | 0.5058
6825 | 101.5642 | 11.1233 | 239.668 | 61.8622 | 878207 | 0.27425 | 0.45645
6826 | 107.7011 | 8.2713 | 188.7918 | 114.3868 | 873340 | 0.21603 | 0.37979
6827 | 108.661 | 6.2733 | 182.7717 | 137.1784 | 847500 | 0.20915 | 0.37015
6828 | 109.8602 | 4.3545 | 176.1588 | 160.7657 | 854291 | 0.20158 | 0.3594
6829 | 105.1741 | 1.5708 | 174.6064 | 157.6383 | 924865 | 0.1998 | 0.35686
6830 | 104.1077 | 1.5123 | 175.5729 | 149.4759 | 927310 | 0.20091 | 0.35844
6831 | 108.4866 | 1.7162 | 155.6833 | 135.3981 | 888754 | 0.17815 | 0.3251
6832 | 107.622 | 1.7798 | 160.1055 | 94.2439 | 916482 | 0.18321 | 0.33264
6833 | 108.5811 | 2.9447 | 136.3092 | 49.4729 | 867418 | 0.15598 | 0.29112
6834 | 108.6021 | 4.3402 | 128.5383 | 12.6954 | 870082 | 0.14709 | 0.27705
6835 | 108.3911 | 3.4355 | 161.5316 | 6.4436 | 856291 | 0.18484 | 0.33506
6836 | 108.4416 | 3.3656 | 139.0767 | 1.3135 | 860558 | 0.15915 | 0.29607
6837 | 106.2898 | 6.7504 | 133.505 | 0.63894 | 864991 | 0.15277 | 0.28607
6838 | 103.5457 | 0.94835 | 114.1877 | 0.07776 | 509089 | 0.13066 | 0.25038
6839 | 101.4573 | 0.83779 | 155.8887 | 0 | 886614 | 0.17838 | 0.32545
6840 | 100.497 | 0.64468 | 238.5922 | 8e-05 | 896542 | 0.27302 | 0.45491
6841 | 97.1771 | 0.52391 | 282.1516 | 0 | 875255 | 0.32287 | 0.51446
6842 | 97.2721 | 0.47989 | 279.9342 | 0.07008 | 772556 | 0.32033 | 0.51156
6843 | 95.3104 | 0.45166 | 278.8588 | 0 | 623179 | 0.3191 | 0.51014
6844 | 94.7717 | 0.4088 | 267.2315 | 8e-05 | 502570 | 0.30579 | 0.49466
6845 | 94.6659 | 0.40998 | 231.3993 | 0 | 571772 | 0.26479 | 0.44455
6846 | 95.8123 | 0.45486 | 218.0818 | 0 | 885946 | 0.24955 | 0.42495
6847 | 97.4421 | 15.9058 | 235.8299 | 2.8768 | 943768 | 0.26986 | 0.45095
6848 | 100.0403 | 16.3427 | 250.328 | 167.5898 | 934198 | 0.28645 | 0.47149
6849 | 100.7813 | 14.9314 | 231.9001 | 595.1292 | 888831 | 0.26536 | 0.44528
6850 | 103.0745 | 12.1052 | 188.8893 | 1011.9449 | 881353 | 0.21615 | 0.37995
6851 | 102.3096 | 9.1856 | 148.5275 | 1230.9075 | 861254 | 0.16996 | 0.31273
6852 | 102.8949 | 6.8684 | 167.405 | 1343.694 | 873510 | 0.19156 | 0.34493
6853 | 99.5163 | 2.0329 | 190.3826 | 1362.5598 | 901866 | 0.21785 | 0.38232
6854 | 99.5026 | 3.3474 | 210.7582 | 1235.5303 | 892077 | 0.24117 | 0.41392
6855 | 104.1444 | 2.6162 | 230.5742 | 1031.5968 | 905687 | 0.26385 | 0.44335
6856 | 104.4914 | 2.5669 | 231.7823 | 703.383 | 910561 | 0.26523 | 0.44511
6857 | 104.8769 | 3.2817 | 201.9243 | 313.0679 | 857640 | 0.23106 | 0.40039
6858 | 105.6667 | 5.2404 | 172.2121 | 53.5343 | 852049 | 0.19706 | 0.35291
6859 | 106.2277 | 3.8484 | 264.8174 | 18.1442 | 846339 | 0.30303 | 0.4914
6860 | 106.472 | 3.9537 | 279.0009 | 20.8648 | 870029 | 0.31926 | 0.51033
6861 | 104.6435 | 7.1218 | 271.2051 | 22.1157 | 849221 | 0.31034 | 0.49999
6862 | 103.18 | 0.91857 | 209.8895 | 17.155 | 893774 | 0.24018 | 0.4126
6863 | 102.1851 | 0.87289 | 177.4136 | 9.3667 | 886905 | 0.20301 | 0.36145
6864 | 102.1459 | 0.64431 | 155.6143 | 2.4172 | 921656 | 0.17807 | 0.32498
6865 | 99.1594 | 0.48637 | 172.137 | 0.19368 | 869521 | 0.19698 | 0.35279
6866 | 94.5407 | 0.42824 | 185.4592 | 0.67668 | 760334 | 0.21222 | 0.37447
6867 | 93.9711 | 0.4169 | 188.497 | 0.49356 | 620788 | 0.2157 | 0.37932
6868 | 93.6322 | 0.4171 | 201.2265 | 8e-05 | 510499 | 0.23026 | 0.39932
6869 | 93.1434 | 0.40962 | 284.8608 | 0 | 558409 | 0.32597 | 0.518
6870 | 94.2519 | 0.97011 | 284.1909 | 0 | 889352 | 0.3252 | 0.51712
6871 | 95.7674 | 16.7132 | 240.3965 | 0.95277 | 931936 | 0.27509 | 0.45749
6872 | 96.2887 | 16.089 | 176.5592 | 84.4654 | 903474 | 0.20204 | 0.36006
6873 | 97.4886 | 12.9642 | 139.1591 | 325.0342 | 853110 | 0.15924 | 0.29621
6874 | 99.7156 | 9.2088 | 163.8383 | 668.5515 | 892097 | 0.18748 | 0.33895
6875 | 99.9827 | 6.1425 | 189.3358 | 918.7372 | 889847 | 0.21666 | 0.38066
6876 | 99.4382 | 3.7542 | 147.941 | 1171.6461 | 863943 | 0.16929 | 0.3117
6877 | 94.5015 | 1.3697 | 176.4228 | 1145.9507 | 859329 | 0.20188 | 0.35984
6878 | 95.4849 | 1.2914 | 198.9066 | 1043.5087 | 866416 | 0.22761 | 0.39571
6879 | 96.7379 | 0.91321 | 157.0584 | 901.1229 | 867849 | 0.17972 | 0.32745
6880 | 96.5904 | 0.8551 | 160.9812 | 637.9623 | 870865 | 0.18421 | 0.33413
6881 | 97.98 | 1.5418 | 150.2579 | 287.0659 | 835810 | 0.17194 | 0.31574
6882 | 97.0989 | 3.437 | 148.6663 | 42.6976 | 860452 | 0.17012 | 0.31297
6883 | 99.459 | 2.6181 | 236.1258 | 17.9284 | 837442 | 0.2702 | 0.45138
6884 | 101.2604 | 3.3091 | 270.0545 | 20.0663 | 849179 | 0.30902 | 0.49845
6885 | 100.3194 | 7.1917 | 261.2097 | 21.5648 | 816566 | 0.2989 | 0.4865
6886 | 98.9056 | 1.0803 | 206.6556 | 17.3457 | 851239 | 0.23648 | 0.40767
6887 | 98.0386 | 0.75734 | 174.0784 | 9.9556 | 821669 | 0.1992 | 0.35599
6888 | 96.4425 | 0.66094 | 173.6094 | 1.9981 | 858055 | 0.19866 | 0.35522
6889 | 93.6744 | 0.48656 | 151.3151 | 0.201 | 798235 | 0.17315 | 0.31757
6890 | 89.2242 | 0.42854 | 162.0274 | 0.67964 | 736428 | 0.18541 | 0.3359
6891 | 87.3746 | 0.42106 | 168.5037 | 0.47484 | 614502 | 0.19282 | 0.34676
6892 | 88.9184 | 0.44478 | 191.0615 | 0 | 514762 | 0.21863 | 0.3834
6893 | 88.5796 | 0.83352 | 200.7297 | 8e-05 | 572232 | 0.22969 | 0.39855
6894 | 89.2234 | 2.4319 | 256.3822 | 0 | 907733 | 0.29338 | 0.47988
6895 | 89.731 | 22.3437 | 245.518 | 0.58598 | 925598 | 0.28095 | 0.46474
6896 | 88.9778 | 22.1669 | 228.5205 | 43.7246 | 909018 | 0.2615 | 0.44036
6897 | 88.323 | 19.9625 | 244.1382 | 149.1 | 878815 | 0.27937 | 0.46279
6898 | 89.159 | 17.1718 | 239.9472 | 306.5157 | 855880 | 0.27457 | 0.45685
6899 | 88.365 | 14.7902 | 243.7156 | 526.1447 | 854180 | 0.27888 | 0.4622
6900 | 86.9301 | 12.7024 | 252.4456 | 678.9785 | 847353 | 0.28887 | 0.47443
6901 | 85.3045 | 8.7426 | 229.5008 | 725.4727 | 874242 | 0.26262 | 0.44179
6902 | 86.0643 | 10.0146 | 224.0858 | 663.1576 | 862767 | 0.25642 | 0.43385
6903 | 86.2912 | 9.6775 | 237.9079 | 554.6836 | 863785 | 0.27224 | 0.45393
6904 | 86.3641 | 9.6004 | 234.7292 | 373.3697 | 886653 | 0.2686 | 0.44937
6905 | 87.6002 | 10.4651 | 243.128 | 173.6615 | 867887 | 0.27821 | 0.46137
6906 | 89.4066 | 11.6778 | 254.928 | 34.3049 | 853908 | 0.29171 | 0.47787
6907 | 93.2569 | 10.3871 | 328.2674 | 15.6211 | 833314 | 0.37564 | 0.57209
6908 | 95.6372 | 10.286 | 353.3352 | 15.8187 | 833622 | 0.40432 | 0.60133
6909 | 94.5491 | 13.2594 | 363.8651 | 13.5735 | 862098 | 0.41637 | 0.61321
6910 | 93.244 | 1.0819 | 308.7976 | 9.5241 | 865008 | 0.35336 | 0.5484
6911 | 92.9297 | 0.75829 | 258.3951 | 3.238 | 888749 | 0.29568 | 0.48265
6912 | 91.9173 | 0.66329 | 251.8334 | 0.28232 | 863250 | 0.28817 | 0.47358
6913 | 88.2259 | 0.4964 | 238.3356 | 0.19184 | 842782 | 0.27273 | 0.45454
6914 | 84.5528 | 0.4621 | 255.9898 | 0.55392 | 734098 | 0.29293 | 0.47934
6915 | 84.4779 | 0.54371 | 247.5799 | 0.48744 | 611222 | 0.28331 | 0.46764
6916 | 85.1763 | 0.80775 | 224.7607 | 0.0168 | 517611 | 0.25719 | 0.43485
6917 | 85.6976 | 1.4034 | 232.2326 | 8e-05 | 584809 | 0.26574 | 0.44576
6918 | 87.8733 | 2.283 | 219.6488 | 0 | 889710 | 0.25134 | 0.42728
6919 | 90.4539 | 22.0649 | 202.6035 | 0.18826 | 986012 | 0.23184 | 0.40144
6920 | 94.1488 | 21.1697 | 194.5881 | 32.5263 | 981722 | 0.22267 | 0.38896
6921 | 98.0327 | 17.9739 | 196.3436 | 121.441 | 914371 | 0.22468 | 0.39171
6922 | 105.5244 | 14.267 | 184.608 | 241.4361 | 900472 | 0.21125 | 0.3731
6923 | 107.9251 | 11.5694 | 181.9045 | 384.728 | 895258 | 0.20815 | 0.36875
6924 | 107.4885 | 9.457 | 169.1697 | 477.203 | 898960 | 0.19358 | 0.34787
6925 | 102.3279 | 5.1793 | 155.0686 | 534.7232 | 861488 | 0.17744 | 0.32404
6926 | 102.0069 | 5.5423 | 153.5175 | 573.6981 | 858638 | 0.17567 | 0.32138
6927 | 105.7503 | 4.7944 | 184.6758 | 510.1782 | 817073 | 0.21132 | 0.37321
6928 | 105.8263 | 4.7603 | 187.6544 | 410.6575 | 829383 | 0.21473 | 0.37798
6929 | 106.8811 | 5.8153 | 167.9409 | 209.1468 | 853869 | 0.19217 | 0.34583
6930 | 107.2917 | 7.6202 | 173.0795 | 40.3822 | 805570 | 0.19805 | 0.35435
6931 | 108.8728 | 6.35 | 243.1412 | 15.4505 | 826314 | 0.27823 | 0.46138
6932 | 108.5068 | 6.4079 | 240.8582 | 14.94 | 845923 | 0.27561 | 0.45814
6933 | 105.1234 | 9.576 | 211.7795 | 11.5639 | 840351 | 0.24234 | 0.41547
6934 | 102.0156 | 1.0808 | 150.2231 | 4.9075 | 894531 | 0.1719 | 0.31568
6935 | 100.9476 | 0.75762 | 133.0997 | 1.3918 | 928028 | 0.15231 | 0.28534
6936 | 100.2329 | 0.66113 | 98.4947 | 0.5275 | 938897 | 0.11271 | 0.22014
6937 | 96.6116 | 0.48669 | 88.6029 | 0.42593 | 864542 | 0.10139 | 0.20047
6938 | 92.9 | 0.42969 | 104.5633 | 0.60632 | 751523 | 0.11965 | 0.23197
6939 | 92.579 | 0.43295 | 136.5174 | 0.4824 | 636841 | 0.15622 | 0.29149
6940 | 92.6756 | 0.58237 | 150.5339 | 0 | 518400 | 0.17226 | 0.31622
6941 | 92.8232 | 1.3998 | 154.1339 | 0.00548 | 561479 | 0.17638 | 0.32244
6942 | 95.3756 | 2.9988 | 135.4367 | 0 | 907898 | 0.15498 | 0.28955
6943 | 98.5286 | 22.8399 | 139.1887 | 0.8226 | 1038790 | 0.15927 | 0.29627
6944 | 100.901 | 22.3349 | 136.6545 | 85.6309 | 1060767 | 0.15637 | 0.29174
6945 | 101.8087 | 19.7007 | 127.9819 | 344.9122 | 1022995 | 0.14645 | 0.27603
6946 | 103.9707 | 16.4612 | 134.8976 | 635.2278 | 932059 | 0.15436 | 0.28858
6947 | 104.3496 | 13.4347 | 130.4698 | 883.4874 | 856293 | 0.1493 | 0.28057
6948 | 104.2708 | 10.9775 | 125.784 | 949.116 | 843592 | 0.14393 | 0.272
6949 | 99.7119 | 6.3461 | 134.772 | 1023.7289 | 815987 | 0.15422 | 0.28836
6950 | 98.2694 | 7.3077 | 157.3756 | 916.5644 | 836898 | 0.18008 | 0.32799
6951 | 103.9618 | 6.7627 | 150.2091 | 715.9369 | 833739 | 0.17188 | 0.31565
6952 | 104.4754 | 6.841 | 152.6127 | 494.3567 | 847465 | 0.17463 | 0.31981
6953 | 105.5041 | 7.9207 | 156.0332 | 253.3218 | 837039 | 0.17855 | 0.3257
6954 | 106.17 | 9.6936 | 151.2294 | 37.102 | 792415 | 0.17305 | 0.31742
6955 | 107.7457 | 8.1997 | 203.229 | 17.8862 | 829868 | 0.23255 | 0.40241
6956 | 108.1501 | 7.9608 | 216.4549 | 18.3643 | 854058 | 0.24769 | 0.42251
6957 | 105.0969 | 10.8886 | 254.5405 | 20.1031 | 863522 | 0.29127 | 0.47734
6958 | 101.8987 | 1.0812 | 245.6498 | 15.3648 | 906151 | 0.2811 | 0.46493
6959 | 98.688 | 0.75781 | 246.7352 | 7.5463 | 1005020 | 0.28234 | 0.46645
6960 | 100.1474 | 0.66126 | 250.5448 | 1.2777 | 965190 | 0.2867 | 0.47179
6961 | 97.6488 | 0.48669 | 281.3602 | 0.19136 | 897944 | 0.32196 | 0.51343
6962 | 92.4244 | 0.42854 | 327.8353 | 0.6702 | 766697 | 0.37514 | 0.57158
6963 | 91.8003 | 0.41807 | 342.1062 | 0.47424 | 603622 | 0.39147 | 0.58841
6964 | 91.8114 | 0.41984 | 329.0365 | 0.01224 | 501522 | 0.37652 | 0.57301
6965 | 92.2806 | 0.41906 | 308.3679 | 0.008 | 560907 | 0.35286 | 0.54786
6966 | 93.3365 | 0.98302 | 311.6444 | 0 | 883318 | 0.35661 | 0.55192
6967 | 94.9724 | 18.3809 | 291.8799 | 0.13514 | 914804 | 0.334 | 0.52706
6968 | 98.4943 | 18.1735 | 317.7969 | 21.9208 | 924065 | 0.36365 | 0.55946
6969 | 101.0837 | 15.74 | 329.1316 | 100.2686 | 876012 | 0.37662 | 0.57312
6970 | 105.5506 | 12.8135 | 312.0159 | 193.7613 | 838526 | 0.35704 | 0.55237
6971 | 106.7928 | 10.166 | 322.1772 | 309.6201 | 850387 | 0.36867 | 0.56478
6972 | 106.3998 | 7.9294 | 274.9951 | 438.5717 | 841541 | 0.31468 | 0.50504
6973 | 101.8399 | 3.3293 | 247.0832 | 404.6192 | 884076 | 0.28274 | 0.46694
6974 | 101.7624 | 4.4037 | 232.2358 | 331.5539 | 860000 | 0.26575 | 0.44576
6975 | 106.4932 | 3.9232 | 224.868 | 259.1696 | 814018 | 0.25732 | 0.43501
6976 | 107.177 | 3.9362 | 229.5313 | 140.9299 | 820393 | 0.26265 | 0.44183
6977 | 108.1414 | 5.1202 | 231.2859 | 59.7159 | 724543 | 0.26466 | 0.44439
6978 | 107.757 | 6.5642 | 235.412 | 9.9566 | 867454 | 0.26938 | 0.45035
6979 | 108.2337 | 4.9122 | 303.0317 | 12.7905 | 858534 | 0.34676 | 0.5412
6980 | 107.2638 | 4.6667 | 278.6073 | 6.3337 | 826863 | 0.31881 | 0.50981
6981 | 104.2374 | 7.6213 | 267.4273 | 5.6797 | 793072 | 0.30602 | 0.49492
6982 | 101.6696 | 1.0802 | 190.6941 | 0.84455 | 858559 | 0.21821 | 0.38282
6983 | 101.0058 | 0.75712 | 149.0722 | 0.18024 | 880966 | 0.17058 | 0.31368
6984 | 98.4279 | 0.66064 | 141.957 | 0.17904 | 930711 | 0.16244 | 0.30118
6985 | 97.0031 | 0.48182 | 140.2596 | 0.14088 | 867775 | 0.1605 | 0.29817
6986 | 93.6953 | 0.49509 | 122.1677 | 0.4772 | 782251 | 0.1398 | 0.26532
6987 | 92.4729 | 0.44374 | 114.5867 | 0.42168 | 634680 | 0.13112 | 0.25113
6988 | 91.3958 | 0.4083 | 115.1708 | 0 | 512223 | 0.13179 | 0.25224
6989 | 93.4775 | 0.40841 | 106.9182 | 8e-05 | 571933 | 0.12235 | 0.23651
6990 | 94.7807 | 0.52202 | 104.6084 | 0 | 884722 | 0.1197 | 0.23206
6991 | 97.0018 | 13.1798 | 97.4748 | 0.59329 | 901947 | 0.11154 | 0.21813
6992 | 100.3275 | 13.5429 | 96.85 | 84.3198 | 935990 | 0.11083 | 0.2169
6993 | 102.3812 | 11.3963 | 87.4826 | 360.0002 | 871277 | 0.10011 | 0.19821
6994 | 104.6849 | 8.0649 | 70.8708 | 654.4379 | 849505 | 0.081097 | 0.16396
6995 | 103.8388 | 5.0802 | 70.6328 | 871.6495 | 848236 | 0.080825 | 0.16346
6996 | 103.8044 | 3.3948 | 73.6549 | 957.6055 | 846778 | 0.084283 | 0.1698
6997 | 99.5457 | 1.5694 | 70.4848 | 879.8113 | 866243 | 0.080656 | 0.16315
6998 | 99.8504 | 1.3214 | 74.1993 | 714.4822 | 859463 | 0.084906 | 0.17094
6999 | 104.3157 | 1.1305 | 84.7339 | 567.3937 | 843344 | 0.096961 | 0.19264
7000 | 104.1787 | 0.99963 | 93.9008 | 403.5078 | 860002 | 0.10745 | 0.21106
7001 | 105.5044 | 2.2791 | 102.0238 | 210.6931 | 870339 | 0.11675 | 0.22704
7002 | 105.9368 | 3.685 | 97.881 | 36.7891 | 872073 | 0.11201 | 0.21893
7003 | 107.7665 | 2.396 | 133.1183 | 16.9374 | 851063 | 0.15233 | 0.28537
7004 | 107.9105 | 2.3156 | 120.2518 | 18.8634 | 827701 | 0.1376 | 0.26176
7005 | 105.6981 | 5.7871 | 103.8919 | 18.7629 | 862114 | 0.11888 | 0.23067
7006 | 101.8656 | 0.94802 | 61.3639 | 12.9999 | 867581 | 0.070219 | 0.14371
7007 | 100.9355 | 0.83749 | 41.4177 | 5.394 | 886862 | 0.047394 | 0.099554
7008 | 99.0258 | 0.64445 | 39.9595 | 0.94792 | 912909 | 0.045726 | 0.096234
7009 | 97.8336 | 0.52376 | 45.1397 | 0.192 | 852108 | 0.051653 | 0.10797
7010 | 93.277 | 0.47979 | 48.3075 | 0.63696 | 756650 | 0.055278 | 0.11507
7011 | 93.1994 | 0.45158 | 59.0942 | 0.49128 | 629414 | 0.067621 | 0.1388
7012 | 92.3226 | 0.40871 | 58.214 | 8e-05 | 502066 | 0.066614 | 0.13689
7013 | 92.3109 | 0.40905 | 61.7561 | 0 | 569815 | 0.070667 | 0.14455
7014 | 93.0649 | 0.45361 | 70.6232 | 0 | 878445 | 0.080814 | 0.16344
7015 | 93.2119 | 15.7607 | 77.3344 | 1.5261 | 906831 | 0.088494 | 0.17746
7016 | 96.5993 | 16.2628 | 82.5852 | 133.4165 | 865549 | 0.094502 | 0.18826
7017 | 98.9135 | 14.339 | 65.2482 | 531.3613 | 820435 | 0.074663 | 0.15204
7018 | 103.1328 | 11.5931 | 65.9665 | 883.3366 | 854503 | 0.075485 | 0.15358
7019 | 103.4565 | 9.8147 | 70.7738 | 1107.1212 | 840604 | 0.080986 | 0.16376
7020 | 102.9557 | 7.8728 | 90.1159 | 1216.4441 | 844877 | 0.10312 | 0.20351
7021 | 98.7126 | 2.4069 | 105.007 | 1205.8618 | 896681 | 0.12016 | 0.23283
7022 | 100.7404 | 4.4044 | 134.6298 | 1130.7272 | 888971 | 0.15406 | 0.2881
7023 | 104.9506 | 4.3758 | 138.7246 | 981.0424 | 861060 | 0.15874 | 0.29544
7024 | 103.9581 | 4.3056 | 140.3197 | 716.1006 | 835270 | 0.16057 | 0.29828
7025 | 103.9329 | 4.9586 | 136.9986 | 347.9083 | 812712 | 0.15677 | 0.29236
7026 | 105.2047 | 6.53 | 139.9932 | 48.3008 | 869081 | 0.16019 | 0.2977
7027 | 105.4227 | 5.1306 | 191.0907 | 18.2471 | 838828 | 0.21866 | 0.38344
7028 | 105.4776 | 5.2213 | 199.3629 | 20.8987 | 843437 | 0.22813 | 0.39642
7029 | 102.6522 | 8.127 | 187.9534 | 21.4894 | 830149 | 0.21507 | 0.37846
7030 | 102.0917 | 0.91881 | 151.2093 | 17.1312 | 855173 | 0.17303 | 0.31739
7031 | 100.9868 | 0.87313 | 126.6908 | 9.8075 | 848698 | 0.14497 | 0.27367
7032 | 99.8562 | 0.64447 | 119.4847 | 2.8106 | 866396 | 0.13673 | 0.26033
7033 | 96.8481 | 0.48649 | 104.1081 | 0.19308 | 862397 | 0.11913 | 0.23109
7034 | 93.1314 | 0.42834 | 101.7286 | 0.6552 | 752736 | 0.11641 | 0.22646
7035 | 93.1415 | 0.41712 | 115.8924 | 0.49424 | 623052 | 0.13262 | 0.2536
7036 | 91.958 | 0.41733 | 135.4563 | 0.0054 | 510507 | 0.155 | 0.28959
7037 | 91.7495 | 0.41058 | 152.4189 | 0 | 568700 | 0.17441 | 0.31948
7038 | 92.2412 | 0.97117 | 184.0084 | 8e-05 | 876364 | 0.21056 | 0.37214
7039 | 93.8354 | 17.3262 | 200.9582 | 1.5428 | 899336 | 0.22996 | 0.3989
7040 | 93.5326 | 17.1404 | 203.8117 | 127.7847 | 874925 | 0.23322 | 0.40331
7041 | 94.2972 | 14.5993 | 224.0756 | 515.2854 | 817101 | 0.25641 | 0.43384
7042 | 95.6755 | 11.4444 | 257.4882 | 894.5464 | 835371 | 0.29464 | 0.4814
7043 | 96.4027 | 8.3234 | 268.133 | 1137.8857 | 840685 | 0.30682 | 0.49587
7044 | 97.3349 | 5.6481 | 292.8174 | 1254.568 | 868480 | 0.33507 | 0.52826
7045 | 94.0568 | 1.4641 | 303.8977 | 1263.6275 | 901399 | 0.34775 | 0.54229
7046 | 95.0791 | 2.2432 | 313.3839 | 1191.0971 | 890477 | 0.3586 | 0.55406
7047 | 95.8797 | 1.7274 | 334.9855 | 1038.8183 | 875103 | 0.38332 | 0.58007
7048 | 95.2324 | 1.9889 | 341.3114 | 778.3133 | 846542 | 0.39056 | 0.58748
7049 | 96.2913 | 3.4624 | 315.9007 | 369.8849 | 823050 | 0.36148 | 0.55714
7050 | 96.5975 | 5.4748 | 289.0797 | 46.4445 | 827372 | 0.33079 | 0.52346
7051 | 98.2095 | 3.656 | 331.6178 | 18.2709 | 847516 | 0.37947 | 0.57608
7052 | 97.0537 | 3.5249 | 377.6979 | 20.983 | 824155 | 0.4322 | 0.62846
7053 | 96.755 | 6.6588 | 388.4222 | 22.1618 | 820230 | 0.44447 | 0.64002
7054 | 97.0831 | 1.08 | 348.5438 | 17.4739 | 865384 | 0.39884 | 0.59585
7055 | 96.2425 | 0.75699 | 361.0696 | 9.6511 | 867189 | 0.41317 | 0.61008
7056 | 95.6484 | 0.66054 | 382.6802 | 2.3078 | 886931 | 0.4379 | 0.63386
7057 | 92.3733 | 0.48615 | 421.1838 | 0.1938 | 810425 | 0.48196 | 0.674
7058 | 89.03 | 0.42796 | 448.8194 | 0.65948 | 750652 | 0.51358 | 0.70117
7059 | 87.2702 | 0.41608 | 492.3547 | 0.4878 | 618666 | 0.5634 | 0.74144
7060 | 87.4659 | 0.41622 | 523.9565 | 0.0108 | 507483 | 0.59956 | 0.76891
7061 | 86.1942 | 0.40857 | 553.3927 | 0 | 558932 | 0.63325 | 0.79326
7062 | 87.0762 | 0.9676 | 574.4686 | 8e-05 | 880719 | 0.65736 | 0.81001
7063 | 87.9187 | 12.2881 | 574.8767 | 0.78458 | 938805 | 0.65783 | 0.81033
7064 | 88.0204 | 12.4233 | 577.2213 | 121.1663 | 895800 | 0.66051 | 0.81216
7065 | 85.5022 | 10.2476 | 572.6453 | 520.8865 | 857383 | 0.65528 | 0.80858
7066 | 85.9664 | 7.2031 | 567.9 | 889.5966 | 839873 | 0.64985 | 0.80485
7067 | 84.7133 | 4.5198 | 568.342 | 1095.4765 | 824151 | 0.65035 | 0.8052
7068 | 84.5012 | 1.9925 | 610.4505 | 1195.9003 | 804160 | 0.69854 | 0.83738
7069 | 83.8682 | 1.3688 | 651.1 | 1166.5489 | 839807 | 0.74505 | 0.86656
7070 | 84.9101 | 1.2557 | 642.9326 | 1057.1993 | 837203 | 0.73571 | 0.86084
7071 | 84.6717 | 0.86835 | 611.2543 | 882.5044 | 813977 | 0.69946 | 0.83797
7072 | 85.1376 | 0.80397 | 601.1711 | 628.7823 | 825490 | 0.68792 | 0.83046
7073 | 86.4468 | 0.86857 | 611.3389 | 297.2552 | 778826 | 0.69955 | 0.83804
7074 | 88.7262 | 1.3043 | 575.5483 | 39.3515 | 798872 | 0.6586 | 0.81085
7075 | 93.1824 | 1.6281 | 603.3681 | 17.6246 | 780916 | 0.69043 | 0.83211
7076 | 94.1024 | 1.6443 | 579.0105 | 20.4852 | 783062 | 0.66256 | 0.81355
7077 | 94.8837 | 2.5556 | 564.4602 | 21.1287 | 824613 | 0.64591 | 0.80212
7078 | 93.224 | 1.0792 | 508.6445 | 14.9908 | 818245 | 0.58204 | 0.75578
7079 | 93.1328 | 0.75649 | 425.042 | 8.4263 | 850038 | 0.48637 | 0.67787
7080 | 91.6489 | 0.66011 | 392.9916 | 1.7948 | 823002 | 0.4497 | 0.64488
7081 | 88.3426 | 0.48585 | 385.5284 | 0.1812 | 807972 | 0.44116 | 0.63693
7082 | 84.8954 | 0.42761 | 368.5529 | 0.64584 | 689879 | 0.42173 | 0.61842
7083 | 84.3861 | 0.41521 | 334.1123 | 0.4704 | 584106 | 0.38232 | 0.57903
7084 | 85.0691 | 0.41536 | 308.3552 | 8e-05 | 514025 | 0.35285 | 0.54785
7085 | 85.6316 | 0.40806 | 305.6736 | 0 | 560470 | 0.34978 | 0.54451
7086 | 88.0191 | 0.96702 | 244.6131 | 0 | 858299 | 0.27991 | 0.46347
7087 | 92.6632 | 8.316 | 207.5353 | 1.2556 | 947347 | 0.23748 | 0.40902
7088 | 95.6458 | 9.0628 | 180.8615 | 120.9294 | 929070 | 0.20696 | 0.36706
7089 | 98.5111 | 7.7659 | 143.5944 | 515.7879 | 890285 | 0.16431 | 0.30408
7090 | 102.1162 | 4.6856 | 136.1065 | 874.0168 | 897878 | 0.15575 | 0.29076
7091 | 102.2564 | 1.8107 | 108.8201 | 1052.4493 | 854796 | 0.12452 | 0.24017
7092 | 102.7052 | 1.0323 | 94.2891 | 1166.8379 | 842810 | 0.10789 | 0.21183
7093 | 97.7919 | 1.3683 | 88.3877 | 1190.8433 | 828126 | 0.10114 | 0.20003
7094 | 96.6846 | 1.2552 | 80.7285 | 1101.8688 | 844948 | 0.092377 | 0.18446
7095 | 102.6996 | 0.86796 | 69.8212 | 925.6715 | 841334 | 0.079896 | 0.16175
7096 | 103.3137 | 0.80363 | 51.6235 | 621.9451 | 824531 | 0.059073 | 0.12243
7097 | 104.7346 | 0.86821 | 60.9617 | 250.8902 | 823046 | 0.069758 | 0.14284
7098 | 106.1199 | 1.2557 | 72.2234 | 30.7569 | 806662 | 0.082645 | 0.16681
7099 | 108.615 | 1.6272 | 121.764 | 17.321 | 775498 | 0.13933 | 0.26458
7100 | 107.5272 | 1.6436 | 114.8557 | 20.2927 | 815326 | 0.13143 | 0.25164
7101 | 105.5249 | 1.3546 | 96.6113 | 22.1038 | 839186 | 0.11055 | 0.21643
7102 | 103.0755 | 1.0788 | 39.7973 | 17.0794 | 895142 | 0.04554 | 0.095864
7103 | 102.0421 | 0.75625 | 31.5751 | 9.0751 | 919791 | 0.036131 | 0.076896
7104 | 101.88 | 0.65994 | 27.5255 | 1.8255 | 936473 | 0.031497 | 0.067399
7105 | 98.7999 | 0.48572 | 24.8068 | 0.20172 | 834862 | 0.028386 | 0.060966
7106 | 94.4857 | 0.42747 | 16.9448 | 0.63272 | 740092 | 0.01939 | 0.042091
7107 | 93.7369 | 0.41488 | 15.0433 | 0.50304 | 630530 | 0.017214 | 0.037465
7108 | 93.45 | 0.41502 | 12.1875 | 0 | 522593 | 0.013946 | 0.030472
7109 | 93.9562 | 0.40791 | 14.8399 | 0 | 551408 | 0.016981 | 0.036969
7110 | 94.3957 | 0.96689 | 19.9039 | 8e-05 | 911225 | 0.022776 | 0.049243
7111 | 95.8347 | 6.7679 | 20.8568 | 0.64553 | 1049005 | 0.023866 | 0.051533
7112 | 99.5309 | 7.6678 | 21.2387 | 76.5369 | 1073507 | 0.024303 | 0.05245
7113 | 101.3067 | 6.1587 | 19.2592 | 327.989 | 967582 | 0.022038 | 0.047689
7114 | 104.2854 | 3.497 | 8.1148 | 612.927 | 927478 | 0.0092858 | 0.020404
7115 | 105.1754 | 1.7392 | 6.1534 | 831.3279 | 886340 | 0.0070413 | 0.015514
7116 | 104.5295 | 1.0347 | 10.6821 | 941.2821 | 884892 | 0.012223 | 0.026763
7117 | 99.835 | 1.3685 | 18.6252 | 938.5086 | 831018 | 0.021313 | 0.046159
7118 | 98.7644 | 1.2554 | 25.7187 | 852.0038 | 814082 | 0.02943 | 0.063129
7119 | 104.2636 | 0.86819 | 30.5163 | 774.3553 | 838687 | 0.03492 | 0.074423
7120 | 103.7693 | 0.80376 | 33.6165 | 620.3801 | 816518 | 0.038467 | 0.081644
7121 | 106.6087 | 0.8683 | 35.3876 | 300.7882 | 824119 | 0.040494 | 0.085743
7122 | 107.2268 | 1.2559 | 44.4549 | 36.1507 | 807946 | 0.05087 | 0.10643
7123 | 109.9743 | 1.6276 | 79.0678 | 18.217 | 857196 | 0.090477 | 0.18104
7124 | 109.0917 | 1.644 | 72.819 | 19.962 | 860823 | 0.083327 | 0.16805
7125 | 106.7555 | 1.4622 | 90.7348 | 20.5033 | 911801 | 0.10383 | 0.20475
7126 | 104.1498 | 1.0791 | 74.1753 | 14.0471 | 957680 | 0.084879 | 0.17089
7127 | 102.7153 | 0.75653 | 61.7336 | 5.9877 | 1010293 | 0.070642 | 0.1445
7128 | 103.051 | 0.66021 | 73.1608 | 1.0066 | 988600 | 0.083718 | 0.16877
7129 | 98.6121 | 0.48594 | 85.5906 | 0.20136 | 882348 | 0.097941 | 0.19438
7130 | 94.0266 | 0.42775 | 95.9637 | 0.62408 | 759205 | 0.10981 | 0.21515
7131 | 93.71 | 0.41562 | 120.6063 | 0.48072 | 608319 | 0.13801 | 0.26242
7132 | 94.0403 | 0.41585 | 171.7188 | 0 | 492854 | 0.1965 | 0.3521
7133 | 94.7442 | 0.40842 | 201.5178 | 0 | 548096 | 0.2306 | 0.39977
7134 | 96.0943 | 0.96759 | 193.4629 | 0.00584 | 849057 | 0.22138 | 0.38719
7135 | 99.4927 | 11.0794 | 181.5588 | 0.71921 | 896799 | 0.20776 | 0.36819
7136 | 101.9008 | 11.4364 | 142.9902 | 97.2291 | 848399 | 0.16362 | 0.30301
7137 | 102.3628 | 9.4852 | 120.2387 | 437.5319 | 863310 | 0.13759 | 0.26174
7138 | 104.0349 | 6.9616 | 75.7479 | 817.454 | 862485 | 0.086678 | 0.17417
7139 | 103.8234 | 5.0786 | 55.2822 | 1077.8714 | 851551 | 0.063259 | 0.13049
7140 | 103.0612 | 3.3221 | 54.6829 | 1211.2916 | 852696 | 0.062574 | 0.12917
7141 | 98.044 | 1.3695 | 65.5137 | 1252.9919 | 895033 | 0.074967 | 0.15261
7142 | 98.9989 | 1.2684 | 61.6893 | 1192.6862 | 865930 | 0.070591 | 0.14441
7143 | 102.7317 | 0.89767 | 68.5387 | 1029.9873 | 856945 | 0.078429 | 0.15904
7144 | 102.7258 | 0.86778 | 81.2299 | 734.8161 | 853585 | 0.092951 | 0.18549
7145 | 105.5126 | 1.4583 | 84.3072 | 313.9916 | 846770 | 0.096473 | 0.19177
7146 | 106.624 | 2.8117 | 68.0347 | 36.5733 | 819703 | 0.077852 | 0.15797
7147 | 108.9595 | 1.8604 | 115.4931 | 18.2837 | 829753 | 0.13216 | 0.25284
7148 | 107.2407 | 2.0983 | 116.0626 | 20.9262 | 823523 | 0.13281 | 0.25392
7149 | 105.3172 | 5.407 | 82.2507 | 22.1285 | 813921 | 0.094119 | 0.18758
7150 | 104.2908 | 1.0799 | 31.1731 | 17.0764 | 849542 | 0.035671 | 0.075958
7151 | 104.176 | 0.757 | 19.4412 | 9.7858 | 869856 | 0.022247 | 0.048128
7152 | 102.2505 | 0.66058 | 15.9314 | 2.3173 | 907188 | 0.01823 | 0.039629
7153 | 99.719 | 0.4818 | 18.674 | 0.23088 | 843981 | 0.021369 | 0.046277
7154 | 94.6155 | 0.49507 | 19.0245 | 0.62184 | 748410 | 0.02177 | 0.047123
7155 | 93.6012 | 0.44371 | 23.3308 | 0.48344 | 614573 | 0.026697 | 0.057453
7156 | 93.4889 | 0.40828 | 18.5836 | 0.0222 | 491534 | 0.021265 | 0.046059
7157 | 93.5294 | 0.40835 | 10.851 | 0 | 546930 | 0.012417 | 0.02718
7158 | 94.8315 | 0.52224 | 6.3794 | 0 | 823245 | 0.0072999 | 0.016079
7159 | 98.4327 | 12.8324 | 7.3397 | 0.7718 | 901796 | 0.0083988 | 0.018474
7160 | 100.9655 | 14.5 | 4.8917 | 76.3487 | 878262 | 0.0055976 | 0.012355
7161 | 103.2251 | 15.8654 | 3.7288 | 279.6038 | 854370 | 0.0042668 | 0.0094327
7162 | 106.45 | 14.2428 | 3.4592 | 619.9971 | 824516 | 0.0039583 | 0.0087539
7163 | 106.5294 | 13.4641 | 4.6128 | 871.0058 | 823801 | 0.0052785 | 0.011655
7164 | 106.1725 | 13.3239 | 3.966 | 971.5763 | 814242 | 0.0045382 | 0.010029
7165 | 101.3205 | 8.9633 | 7.8009 | 961.7158 | 833163 | 0.0089265 | 0.019623
7166 | 101.0589 | 7.9199 | 8.4247 | 899.1527 | 847408 | 0.0096403 | 0.021173
7167 | 105.5566 | 7.198 | 9.3534 | 694.4323 | 844207 | 0.010703 | 0.023477
7168 | 105.7117 | 6.8194 | 13.2346 | 477.1532 | 865430 | 0.015144 | 0.033043
7169 | 106.8035 | 7.2134 | 14.8048 | 214.1042 | 856583 | 0.016941 | 0.036883
7170 | 108.2423 | 7.5215 | 10.5134 | 26.6536 | 836058 | 0.01203 | 0.026347
7171 | 110.0637 | 6.3228 | 30.9054 | 18.1254 | 846710 | 0.035365 | 0.075333
7172 | 109.2156 | 5.9191 | 38.8008 | 19.719 | 830585 | 0.0444 | 0.093587
7173 | 106.54 | 8.8485 | 34.8478 | 17.7819 | 816019 | 0.039876 | 0.084496
7174 | 103.8639 | 0.94879 | 17.1184 | 12.8239 | 858770 | 0.019588 | 0.042512
7175 | 102.3595 | 0.8382 | 6.9817 | 5.8279 | 845103 | 0.0079892 | 0.017582
7176 | 101.8241 | 0.64487 | 9.3904 | 0.79112 | 888694 | 0.010745 | 0.023569
7177 | 98.0075 | 0.52407 | 9.3831 | 0.17976 | 832238 | 0.010737 | 0.023551
7178 | 94.2975 | 0.48008 | 7.6512 | 0.65144 | 726863 | 0.0087552 | 0.01925
7179 | 94.5863 | 0.45369 | 12.8225 | 0.47736 | 608545 | 0.014673 | 0.032032
7180 | 94.6538 | 0.41959 | 25.5221 | 0 | 487847 | 0.029205 | 0.062663
7181 | 95.1579 | 0.46619 | 21.7168 | 8e-05 | 554571 | 0.02485 | 0.053595
7182 | 95.0645 | 0.61278 | 24.6586 | 0.0156 | 839569 | 0.028217 | 0.060614
7183 | 96.2726 | 18.7335 | 22.9309 | 0.48359 | 926563 | 0.02624 | 0.056499
7184 | 99.0067 | 19.1972 | 16.7553 | 72.3104 | 903600 | 0.019173 | 0.041631
7185 | 103.1531 | 17.257 | 21.6273 | 328.9989 | 848625 | 0.024748 | 0.053381
7186 | 105.8697 | 14.3773 | 33.827 | 620.3234 | 854455 | 0.038708 | 0.082132
7187 | 105.5339 | 11.5855 | 32.1038 | 836.6645 | 832539 | 0.036736 | 0.078128
7188 | 105.894 | 9.3669 | 34.0842 | 935.9377 | 851585 | 0.039002 | 0.082728
7189 | 100.9389 | 4.2641 | 40.0608 | 959.0122 | 862110 | 0.045842 | 0.096465
7190 | 100.7376 | 5.3862 | 46.8727 | 931.1598 | 836882 | 0.053636 | 0.11186
7191 | 105.0398 | 5.4604 | 52.9711 | 818.6764 | 839292 | 0.060615 | 0.12541
7192 | 105.3369 | 5.7775 | 54.9605 | 605.815 | 889201 | 0.062891 | 0.12978
7193 | 106.4271 | 6.7559 | 65.3038 | 264.8843 | 832884 | 0.074727 | 0.15216
7194 | 107.3573 | 8.3393 | 76.0116 | 27.7779 | 840975 | 0.08698 | 0.17471
7195 | 110.0095 | 6.4826 | 111.3989 | 17.4403 | 857843 | 0.12747 | 0.24509
7196 | 107.901 | 6.1185 | 106.6767 | 19.7567 | 851032 | 0.12207 | 0.23605
7197 | 103.9417 | 8.5879 | 99.492 | 20.5183 | 840937 | 0.11385 | 0.22209
7198 | 100.8354 | 0.91885 | 81.784 | 14.5943 | 883507 | 0.093585 | 0.18662
7199 | 100.0003 | 0.87307 | 81.2025 | 6.2702 | 863762 | 0.09292 | 0.18543
7200 | 98.5618 | 0.64437 | 85.6784 | 0.90232 | 887541 | 0.098042 | 0.19456
7201 | 95.4608 | 0.48635 | 99.4632 | 0.20568 | 839235 | 0.11382 | 0.22204
7202 | 91.7417 | 0.42815 | 127.798 | 0.63216 | 729672 | 0.14624 | 0.2757
7203 | 91.9112 | 0.41649 | 160.3079 | 0.49212 | 604893 | 0.18344 | 0.33299
7204 | 91.2869 | 0.41661 | 168.9079 | 8e-05 | 504830 | 0.19328 | 0.34744
7205 | 90.5153 | 0.40877 | 192.9407 | 0 | 559900 | 0.22078 | 0.38637
7206 | 91.4303 | 0.96782 | 199.8641 | 0 | 868253 | 0.2287 | 0.3972
7207 | 93.4329 | 13.6563 | 228.5956 | 0.45872 | 917118 | 0.26158 | 0.44047
7208 | 94.7058 | 13.6915 | 223.8763 | 80.9188 | 880751 | 0.25618 | 0.43354
7209 | 93.8337 | 12.1214 | 206.5722 | 420.3881 | 858609 | 0.23638 | 0.40755
7210 | 95.7688 | 9.8416 | 202.7439 | 767.4604 | 816098 | 0.232 | 0.40166
7211 | 95.7162 | 7.3258 | 196.9821 | 920.2191 | 816328 | 0.22541 | 0.39271
7212 | 95.9755 | 5.0927 | 159.5902 | 953.7164 | 848643 | 0.18262 | 0.33177
7213 | 92.6272 | 1.3708 | 144.6736 | 850.8022 | 875603 | 0.16555 | 0.30598
7214 | 92.4026 | 1.2728 | 141.1508 | 713.083 | 855492 | 0.16152 | 0.29975
7215 | 95.0417 | 0.88332 | 176.9445 | 602.0035 | 828983 | 0.20248 | 0.36069
7216 | 94.5556 | 0.81366 | 165.8955 | 419.351 | 866716 | 0.18983 | 0.34241
7217 | 95.0985 | 1.0411 | 188.828 | 173.4122 | 837061 | 0.21608 | 0.37985
7218 | 94.0294 | 2.4672 | 197.2277 | 23.7286 | 837956 | 0.22569 | 0.3931
7219 | 96.6372 | 1.646 | 266.3133 | 18.0533 | 853137 | 0.30474 | 0.49342
7220 | 96.5899 | 1.6526 | 272.3605 | 19.0056 | 843199 | 0.31166 | 0.50154
7221 | 95.9436 | 3.8153 | 267.2929 | 19.3302 | 819589 | 0.30586 | 0.49474
7222 | 95.9317 | 1.0793 | 208.2215 | 13.0447 | 868351 | 0.23827 | 0.41007
7223 | 95.8354 | 0.75654 | 182.0753 | 5.356 | 898608 | 0.20835 | 0.36902
7224 | 94.9631 | 0.66014 | 203.5782 | 1.156 | 890406 | 0.23295 | 0.40295
7225 | 91.8545 | 0.48588 | 219.3472 | 0.192 | 790303 | 0.251 | 0.42683
7226 | 86.7718 | 0.42767 | 221.8507 | 0.63032 | 718795 | 0.25386 | 0.43055
7227 | 86.6273 | 0.41543 | 248.0407 | 0.48876 | 597304 | 0.28383 | 0.46829
7228 | 86.4467 | 0.41557 | 229.9807 | 0 | 489430 | 0.26317 | 0.44249
7229 | 86.4506 | 0.40819 | 270.3739 | 0.01808 | 554232 | 0.30939 | 0.49888
7230 | 87.6726 | 0.96713 | 323.6836 | 0 | 857107 | 0.37039 | 0.56659
7231 | 88.0083 | 9.6253 | 399.8845 | 0.43115 | 902367 | 0.45759 | 0.65214
7232 | 88.3751 | 10.1807 | 428.7394 | 75.6989 | 851467 | 0.49061 | 0.68155
7233 | 87.6988 | 8.339 | 416.645 | 385.7272 | 854836 | 0.47677 | 0.66941
7234 | 87.6757 | 5.6092 | 382.775 | 654.2284 | 856540 | 0.43801 | 0.63396
7235 | 87.69 | 3.0857 | 392.493 | 789.3038 | 847179 | 0.44913 | 0.64435
7236 | 87.2218 | 1.0893 | 444.2486 | 939.8735 | 820324 | 0.50835 | 0.69676
7237 | 85.9129 | 1.3684 | 524.0992 | 965.5749 | 857371 | 0.59973 | 0.76903
7238 | 86.4358 | 1.2554 | 588.6827 | 902.7027 | 840576 | 0.67363 | 0.821
7239 | 87.6468 | 0.86813 | 611.0042 | 757.7108 | 816101 | 0.69917 | 0.83779
7240 | 86.4488 | 0.80373 | 653.802 | 594.4515 | 810775 | 0.74814 | 0.86844
7241 | 86.3979 | 0.86834 | 659.2432 | 280.2297 | 828088 | 0.75437 | 0.8722
7242 | 87.8985 | 1.2562 | 642.4255 | 26.7637 | 798071 | 0.73513 | 0.86048
7243 | 92.9346 | 1.6276 | 690.9902 | 18.2877 | 822607 | 0.7907 | 0.89356
7244 | 91.9792 | 1.6439 | 713.7399 | 20.018 | 842472 | 0.81673 | 0.90828
7245 | 92.0833 | 1.5307 | 704.2627 | 21.9606 | 821218 | 0.80589 | 0.90221
7246 | 91.4954 | 1.079 | 603.7921 | 15.3687 | 842244 | 0.69092 | 0.83243
7247 | 91.6264 | 0.75638 | 538.943 | 7.5119 | 871760 | 0.61671 | 0.78145
7248 | 92.0232 | 0.66003 | 517.104 | 1.3218 | 830323 | 0.59172 | 0.76307
7249 | 88.9635 | 0.4858 | 493.4187 | 0.2064 | 820602 | 0.56462 | 0.74239
7250 | 83.8661 | 0.42756 | 476.8193 | 0.63132 | 712842 | 0.54562 | 0.72741
7251 | 84.0487 | 0.41508 | 452.1772 | 0.41856 | 594264 | 0.51743 | 0.70438
7252 | 84.7579 | 0.41523 | 444.1321 | 0.0072 | 493931 | 0.50822 | 0.69665
7253 | 85.8787 | 0.40802 | 450.7079 | 0 | 548336 | 0.51574 | 0.70297
7254 | 88.7211 | 0.967 | 440.6096 | 0 | 845562 | 0.50419 | 0.69323
7255 | 91.7772 | 7.8451 | 435.8875 | 0.70107 | 975606 | 0.49878 | 0.68861
7256 | 97.346 | 8.6583 | 445.6075 | 111.4644 | 944393 | 0.50991 | 0.69807
7257 | 101.9263 | 7.3451 | 399.419 | 566.0722 | 890800 | 0.45705 | 0.65165
7258 | 104.1485 | 4.5418 | 353.5226 | 983.3959 | 885074 | 0.40453 | 0.60154
7259 | 104.4712 | 1.7379 | 341.7417 | 1208.1798 | 846880 | 0.39105 | 0.58798
7260 | 104.7913 | 1.0354 | 356.0931 | 1328.0248 | 838894 | 0.40748 | 0.60446
7261 | 99.8457 | 1.3685 | 334.2206 | 1356.5977 | 826808 | 0.38245 | 0.57916
7262 | 99.6013 | 1.2555 | 348.7423 | 1291.6034 | 821205 | 0.39906 | 0.59608
7263 | 104.6321 | 0.86829 | 381.8925 | 1129.4856 | 825509 | 0.437 | 0.63301
7264 | 104.2945 | 0.80394 | 404.3864 | 826.2243 | 833617 | 0.46274 | 0.65683
7265 | 104.8525 | 0.86857 | 398.7366 | 353.9846 | 817119 | 0.45627 | 0.65094
7266 | 106.7838 | 1.2635 | 397.6582 | 28.3309 | 784328 | 0.45504 | 0.6498
7267 | 109.8068 | 1.628 | 478.9201 | 18.2264 | 809543 | 0.54803 | 0.72933
7268 | 108.2918 | 1.6443 | 444.2421 | 21.1279 | 827113 | 0.50835 | 0.69675
7269 | 104.7175 | 2.1718 | 472.3106 | 22.3034 | 789067 | 0.54046 | 0.72327
7270 | 101.1519 | 1.0792 | 359.8665 | 17.6491 | 878694 | 0.41179 | 0.60872
7271 | 102.0023 | 0.75655 | 269.1523 | 10.6971 | 879408 | 0.30799 | 0.49724
7272 | 101.5746 | 0.66018 | 258.0631 | 2.5018 | 921643 | 0.2953 | 0.48219
7273 | 99.6376 | 0.48592 | 267.9859 | 0.22084 | 872301 | 0.30666 | 0.49568
7274 | 93.8723 | 0.4277 | 305.8993 | 0.6616 | 756711 | 0.35004 | 0.54479
7275 | 92.721 | 0.41545 | 316.9367 | 0.5052 | 604402 | 0.36267 | 0.55841
7276 | 93.514 | 0.41564 | 308.4051 | 0 | 506054 | 0.35291 | 0.54791
7277 | 94.6317 | 0.40826 | 305.9153 | 0 | 548611 | 0.35006 | 0.54481
7278 | 95.6611 | 0.96734 | 288.9035 | 0 | 892669 | 0.33059 | 0.52323
7279 | 96.1209 | 9.7335 | 270.1203 | 0.71826 | 1006733 | 0.3091 | 0.49854
7280 | 100.05 | 10.8219 | 288.2609 | 110.8836 | 1022717 | 0.32986 | 0.5224
7281 | 101.1763 | 9.6524 | 247.2333 | 575.0953 | 969618 | 0.28291 | 0.46715
7282 | 104.4481 | 7.7596 | 219.4445 | 982.1134 | 907397 | 0.25111 | 0.42698
7283 | 104.5842 | 6.2486 | 182.6601 | 1192.8402 | 860562 | 0.20902 | 0.36997
7284 | 103.5983 | 5.5155 | 149.0446 | 1304.7283 | 840138 | 0.17055 | 0.31363
7285 | 97.8584 | 2.0737 | 162.5597 | 1309.0083 | 842714 | 0.18602 | 0.3368
7286 | 97.1664 | 3.568 | 187.2574 | 1238.706 | 825249 | 0.21428 | 0.37735
7287 | 101.0909 | 3.3846 | 193.2924 | 1071.4474 | 840906 | 0.22118 | 0.38692
7288 | 101.7483 | 3.1127 | 222.7531 | 760.936 | 827672 | 0.2549 | 0.43189
7289 | 103.6714 | 3.5491 | 254.0461 | 303.5998 | 852043 | 0.2907 | 0.47665
7290 | 105.5834 | 4.6583 | 288.0505 | 24.798 | 826312 | 0.32962 | 0.52213
7291 | 106.9752 | 3.3174 | 385.8075 | 18.1846 | 831825 | 0.44148 | 0.63723
7292 | 106.9102 | 3.3134 | 394.6441 | 21.0208 | 855489 | 0.45159 | 0.64663
7293 | 105.0257 | 6.5778 | 396.1434 | 22.0676 | 851976 | 0.45331 | 0.64821
7294 | 101.8897 | 1.0801 | 342.247 | 17.3741 | 911384 | 0.39163 | 0.58857
7295 | 100.7154 | 0.75711 | 325.1354 | 10.0081 | 987159 | 0.37205 | 0.56834
7296 | 100.7887 | 0.66066 | 350.8383 | 2.6352 | 998311 | 0.40146 | 0.59848
7297 | 97.2202 | 0.48627 | 342.6812 | 0.20012 | 904167 | 0.39213 | 0.58907
7298 | 92.8784 | 0.4281 | 339.1532 | 0.65556 | 771230 | 0.38809 | 0.58496
7299 | 92.3151 | 0.41648 | 357.4542 | 0.503 | 614064 | 0.40903 | 0.606
7300 | 92.1061 | 0.41666 | 367.1028 | 0 | 490456 | 0.42007 | 0.61681
7301 | 93.2009 | 0.40887 | 379.2318 | 0 | 563889 | 0.43395 | 0.63013
7302 | 93.9756 | 0.96805 | 389.1653 | 0 | 886271 | 0.44532 | 0.64082
7303 | 95.3502 | 14.4163 | 396.4128 | 0.52892 | 911499 | 0.45361 | 0.64849
7304 | 98.8607 | 15.2579 | 383.0063 | 74.9459 | 879068 | 0.43827 | 0.63421
7305 | 100.2944 | 14.1677 | 348.1816 | 392.9824 | 861223 | 0.39842 | 0.59543
7306 | 104.9024 | 12.2604 | 323.9775 | 698.8455 | 862556 | 0.37073 | 0.56695
7307 | 105.1404 | 10.7024 | 323.9901 | 841.8359 | 859912 | 0.37074 | 0.56696
7308 | 104.3865 | 9.4287 | 325.6009 | 910.0301 | 873798 | 0.37258 | 0.5689
7309 | 99.6945 | 5.6366 | 339.8742 | 917.2435 | 887102 | 0.38892 | 0.5858
7310 | 98.8284 | 7.3492 | 341.7767 | 930.6186 | 880469 | 0.39109 | 0.58802
7311 | 103.0869 | 7.3103 | 330.6378 | 800.6613 | 851923 | 0.37835 | 0.57492
7312 | 102.5836 | 7.385 | 313.0876 | 561.165 | 852424 | 0.35827 | 0.55369
7313 | 103.8269 | 7.9099 | 278.2798 | 226.2744 | 878919 | 0.31843 | 0.50938
7314 | 104.4458 | 9.2944 | 258.5151 | 21.1153 | 850574 | 0.29582 | 0.48281
7315 | 106.0545 | 6.8321 | 311.7313 | 18.726 | 861589 | 0.35671 | 0.55202
7316 | 105.0573 | 6.1545 | 329.811 | 20.5291 | 842414 | 0.3774 | 0.57393
7317 | 104.2837 | 8.7314 | 310.2995 | 21.063 | 801357 | 0.35507 | 0.55026
7318 | 102.7975 | 1.0806 | 249.7778 | 13.9507 | 868230 | 0.28582 | 0.47072
7319 | 102.936 | 0.75733 | 177.5167 | 7.1675 | 880560 | 0.20313 | 0.36162
7320 | 101.798 | 0.66079 | 165.0635 | 1.2258 | 351988 | 0.18888 | 0.34101
7321 | 97.9488 | 0.48192 | 157.4797 | 0.18048 | 840231 | 0.1802 | 0.32817
7322 | 92.6044 | 0.49517 | 139.2154 | 0.66048 | 719311 | 0.1593 | 0.29631
7323 | 92.5797 | 0.44375 | 144.3386 | 0.46848 | 609620 | 0.16517 | 0.30539
7324 | 92.8776 | 0.40826 | 135.2317 | 8e-05 | 508415 | 0.15475 | 0.28918
7325 | 92.8963 | 0.4083 | 95.6884 | 0 | 567199 | 0.1095 | 0.2146
7326 | 95.308 | 0.52197 | 60.8643 | 0.0168 | 859894 | 0.069647 | 0.14263
7327 | 97.2247 | 12.2407 | 60.0272 | 0.3542 | 905923 | 0.068689 | 0.14082
7328 | 99.0507 | 14.0019 | 37.2392 | 63.5895 | 870209 | 0.042613 | 0.090007
7329 | 101.9845 | 13.806 | 17.7205 | 302.8806 | 877449 | 0.020278 | 0.043971
7330 | 105.0267 | 12.7139 | 9.2922 | 572.7838 | 833980 | 0.010633 | 0.023326
7331 | 105.8064 | 11.5475 | 7.5027 | 730.5798 | 831905 | 0.0085853 | 0.01888
7332 | 104.5913 | 11.1168 | 5.1327 | 815.8846 | 868951 | 0.0058733 | 0.012959
7333 | 98.9512 | 8.3022 | 19.2139 | 792.0136 | 856573 | 0.021986 | 0.04758
7334 | 99.2738 | 6.359 | 33.5745 | 695.2975 | 833334 | 0.038419 | 0.081547
7335 | 104.3355 | 4.9378 | 44.2476 | 608.6631 | 867840 | 0.050632 | 0.10596
7336 | 104.0724 | 3.9132 | 55.7464 | 413.6081 | 837679 | 0.06379 | 0.1315
7337 | 105.747 | 4.5994 | 78.4347 | 157.8606 | 857174 | 0.089753 | 0.17973
7338 | 106.3746 | 5.7066 | 108.1009 | 18.1174 | 813975 | 0.1237 | 0.23879
7339 | 107.8449 | 4.1002 | 204.6399 | 18.3095 | 847362 | 0.23417 | 0.40458
7340 | 106.4744 | 3.5997 | 207.5207 | 14.2706 | 862152 | 0.23747 | 0.409
7341 | 103.7114 | 6.6197 | 248.2412 | 15.5392 | 828976 | 0.28406 | 0.46857
7342 | 101.1793 | 0.94817 | 211.3585 | 10.5936 | 825839 | 0.24186 | 0.41483
7343 | 100.4441 | 0.83756 | 172.7782 | 4.4793 | 826340 | 0.19771 | 0.35385
7344 | 99.0227 | 0.64446 | 145.9851 | 0.5796 | 871890 | 0.16705 | 0.30828
7345 | 97.7257 | 0.52375 | 143.394 | 0.25032 | 820767 | 0.16409 | 0.30372
7346 | 92.5469 | 0.47976 | 149.4642 | 0.66352 | 731586 | 0.17103 | 0.31436
7347 | 91.3472 | 0.45155 | 173.6771 | 0.4236 | 609226 | 0.19874 | 0.35533
7348 | 90.2543 | 0.40862 | 215.753 | 0.00908 | 500106 | 0.24689 | 0.42146
7349 | 91.8001 | 0.40876 | 248.1993 | 0.0156 | 553209 | 0.28401 | 0.46851
7350 | 92.644 | 0.45239 | 238.0843 | 0 | 865738 | 0.27244 | 0.45419
7351 | 95.5626 | 15.1501 | 209.5691 | 0.35035 | 935136 | 0.23981 | 0.41212
7352 | 97.9819 | 16.3115 | 215.072 | 48.981 | 874651 | 0.24611 | 0.42044
7353 | 101.157 | 13.5119 | 172.0894 | 260.2527 | 889754 | 0.19692 | 0.35271
7354 | 106.47 | 10.2536 | 201.4962 | 512.8942 | 821588 | 0.23057 | 0.39973
7355 | 105.9785 | 7.6349 | 285.1769 | 656.1536 | 840522 | 0.32633 | 0.51841
7356 | 105.1092 | 5.1803 | 327.8645 | 771.7452 | 841759 | 0.37517 | 0.57161
7357 | 99.7735 | 1.6705 | 396.5302 | 741.2684 | 839251 | 0.45375 | 0.64862
7358 | 99.9455 | 1.6041 | 463.5105 | 612.2638 | 858922 | 0.53039 | 0.71509
7359 | 103.7044 | 1.483 | 498.5036 | 502.2459 | 838383 | 0.57044 | 0.7469
7360 | 103.2006 | 1.9449 | 503.4648 | 364.0558 | 836249 | 0.57611 | 0.75126
7361 | 104.1724 | 3.3361 | 538.4025 | 157.0852 | 822115 | 0.61609 | 0.781
7362 | 104.3399 | 5.3556 | 533.122 | 16.2128 | 812542 | 0.61005 | 0.77661
7363 | 106.0382 | 3.7436 | 582.2981 | 16.016 | 827242 | 0.66632 | 0.81609
7364 | 104.2156 | 3.6486 | 584.6899 | 12.8099 | 811378 | 0.66906 | 0.81794
7365 | 102.47 | 6.4608 | 604.3434 | 13.12 | 819661 | 0.69155 | 0.83284
7366 | 99.3637 | 0.91846 | 618.4816 | 9.3849 | 842106 | 0.70773 | 0.84329
7367 | 98.0258 | 0.87275 | 567.932 | 3.3069 | 831551 | 0.64988 | 0.80487
7368 | 98.4341 | 0.64418 | 580.5425 | 1.0621 | 872980 | 0.66431 | 0.81474
7369 | 96.321 | 0.48623 | 612.0759 | 0.70867 | 852509 | 0.7004 | 0.83858
7370 | 91.8763 | 0.42801 | 628.454 | 0.95842 | 761198 | 0.71914 | 0.85052
7371 | 89.9961 | 0.41617 | 619.8741 | 0.75576 | 623661 | 0.70932 | 0.8443
7372 | 89.3013 | 0.4163 | 559.1233 | 0.28992 | 517293 | 0.6398 | 0.79787
7373 | 88.8833 | 0.40861 | 507.2441 | 0.28044 | 581406 | 0.58044 | 0.75456
7374 | 90.0099 | 0.96762 | 495.7257 | 0.28068 | 897240 | 0.56726 | 0.74444
7375 | 91.7273 | 12.411 | 470.6691 | 0.51274 | 920252 | 0.53859 | 0.72175
7376 | 90.9667 | 13.0966 | 427.45 | 53.4181 | 919478 | 0.48913 | 0.68027
7377 | 91.3633 | 9.9823 | 387.1186 | 324.6643 | 862750 | 0.44298 | 0.63863
7378 | 92.8036 | 6.8126 | 305.4145 | 690.8458 | 886897 | 0.34949 | 0.54419
7379 | 93.8992 | 3.976 | 262.0234 | 962.2893 | 834694 | 0.29983 | 0.48761
7380 | 94.0682 | 1.6986 | 270.9049 | 1129.0133 | 855387 | 0.31 | 0.49959
7381 | 91.9381 | 1.3687 | 265.0847 | 1117.5539 | 897960 | 0.30334 | 0.49176
7382 | 91.2207 | 1.2557 | 257.6431 | 1047.6904 | 882743 | 0.29482 | 0.48161
7383 | 92.7001 | 0.86838 | 265.5885 | 884.1977 | 854228 | 0.30391 | 0.49244
7384 | 92.4804 | 0.80399 | 252.6336 | 617.9613 | 866932 | 0.28909 | 0.47469
7385 | 93.3789 | 0.87665 | 247.0102 | 223.697 | 863644 | 0.28265 | 0.46684
7386 | 94.1621 | 1.4574 | 233.279 | 19.3236 | 843436 | 0.26694 | 0.44727
7387 | 96.9559 | 1.6295 | 333.4511 | 19.3246 | 865629 | 0.38157 | 0.57825
7388 | 97.0367 | 1.646 | 368.7149 | 22.2154 | 824301 | 0.42192 | 0.6186
7389 | 96.6468 | 3.2392 | 381.9843 | 22.5216 | 824227 | 0.4371 | 0.63311
7390 | 95.2541 | 1.0793 | 305.9305 | 16.0985 | 881897 | 0.35008 | 0.54483
7391 | 96.0577 | 0.75658 | 315.4648 | 8.1912 | 844737 | 0.36099 | 0.55661
7392 | 96.3762 | 0.66021 | 313.9316 | 1.6814 | 867956 | 0.35923 | 0.55473
7393 | 93.9239 | 0.48596 | 319.8304 | 0.1884 | 842626 | 0.36598 | 0.56193
7394 | 90.673 | 0.42779 | 345.5927 | 0.1596 | 738105 | 0.39546 | 0.59245
7395 | 88.5512 | 0.41583 | 337.2422 | 0.01568 | 630327 | 0.38591 | 0.58272
7396 | 88.1674 | 0.41603 | 325.0083 | 0 | 509370 | 0.37191 | 0.56819
7397 | 88.6927 | 0.40852 | 314.0071 | 0.0054 | 584177 | 0.35932 | 0.55482
7398 | 89.1754 | 0.96765 | 327.4152 | 0 | 893312 | 0.37466 | 0.57107
7399 | 89.5286 | 12.3229 | 310.0039 | 0.43251 | 912814 | 0.35474 | 0.54989
7400 | 89.3917 | 13.1056 | 288.0675 | 72.544 | 878364 | 0.32963 | 0.52215
7401 | 89.4141 | 10.3381 | 248.5013 | 439.4885 | 842183 | 0.28436 | 0.46893
7402 | 88.1521 | 7.264 | 197.8502 | 864.3317 | 864603 | 0.2264 | 0.39407
7403 | 88.4972 | 4.6558 | 157.8347 | 1113.7422 | 825363 | 0.18061 | 0.32878
7404 | 87.4452 | 2.2046 | 147.7992 | 1251.9134 | 862380 | 0.16913 | 0.31146
7405 | 86.8639 | 1.3691 | 130.9913 | 1270.3267 | 874365 | 0.14989 | 0.28152
7406 | 87.6912 | 1.2594 | 132.0478 | 1207.5246 | 904900 | 0.1511 | 0.28344
7407 | 87.6243 | 0.8823 | 142.4672 | 1044.9348 | 793570 | 0.16302 | 0.30209
7408 | 87.5446 | 0.8619 | 190.5807 | 734.7223 | 860175 | 0.21808 | 0.38264
7409 | 88.2655 | 1.7741 | 217.8499 | 271.0011 | 814596 | 0.24929 | 0.4246
7410 | 88.4687 | 3.571 | 253.9732 | 20.3684 | 838257 | 0.29062 | 0.47655
7411 | 94.1807 | 2.4755 | 321.45 | 19.323 | 869092 | 0.36783 | 0.5639
7412 | 94.2895 | 2.8125 | 327.2432 | 21.0543 | 826048 | 0.37446 | 0.57087
7413 | 94.5701 | 6.3399 | 344.123 | 19.2589 | 836698 | 0.39378 | 0.59075
7414 | 94.0282 | 1.0801 | 277.6979 | 13.6288 | 868997 | 0.31777 | 0.50862
7415 | 94.4612 | 0.75716 | 274.9097 | 8.539 | 867129 | 0.31458 | 0.50493
7416 | 94.8494 | 0.66073 | 280.336 | 1.9369 | 874034 | 0.32079 | 0.51209
7417 | 91.913 | 0.48635 | 283.359 | 0.58368 | 821105 | 0.32425 | 0.51604
7418 | 89.0763 | 0.42822 | 307.8928 | 0.5616 | 724151 | 0.35232 | 0.54727
7419 | 87.8917 | 0.41687 | 314.6652 | 0.4032 | 637703 | 0.36007 | 0.55563
7420 | 86.7579 | 0.41708 | 340.8011 | 0.39264 | 523121 | 0.38998 | 0.58688
7421 | 86.9902 | 0.40914 | 350.9763 | 0.10544 | 592955 | 0.40162 | 0.59864
7422 | 89.6178 | 0.96981 | 324.7926 | 0.0054 | 867917 | 0.37166 | 0.56793
7423 | 91.539 | 16.8119 | 322.8036 | 0.44447 | 976372 | 0.36938 | 0.56553
7424 | 96.6068 | 17.4436 | 312.7155 | 66.8146 | 938441 | 0.35784 | 0.55324
7425 | 100.1166 | 14.5934 | 298.0891 | 397.9947 | 919183 | 0.3411 | 0.53497
7426 | 105.7925 | 11.2757 | 270.7226 | 790.5508 | 905181 | 0.30979 | 0.49935
7427 | 106.3657 | 8.3688 | 238.0774 | 1044.5575 | 875081 | 0.27243 | 0.45418
7428 | 104.8092 | 5.9197 | 200.0142 | 1160.0446 | 847358 | 0.22888 | 0.39744
7429 | 100.2139 | 1.5479 | 171.8285 | 1175.7476 | 836958 | 0.19662 | 0.35228
7430 | 99.114 | 2.6087 | 178.0139 | 1125.4085 | 862545 | 0.2037 | 0.36243
7431 | 103.1062 | 2.7206 | 195.5982 | 956.6909 | 862976 | 0.22382 | 0.39055
7432 | 103.7412 | 3.6146 | 212.6178 | 669.6155 | 860506 | 0.2433 | 0.41674
7433 | 105.4055 | 5.2662 | 234.1879 | 232.5467 | 842512 | 0.26798 | 0.44859
7434 | 107.5283 | 6.758 | 281.2287 | 17.5913 | 830680 | 0.32181 | 0.51326
7435 | 109.8284 | 5.4066 | 350.5515 | 22.3293 | 798127 | 0.40114 | 0.59815
7436 | 107.2771 | 5.2807 | 350.2541 | 25.1572 | 811056 | 0.40079 | 0.59781
7437 | 104.1133 | 8.5328 | 359.9025 | 22.5303 | 836323 | 0.41184 | 0.60877
7438 | 100.7781 | 1.0805 | 336.7032 | 12.403 | 916729 | 0.38529 | 0.58209
7439 | 101.6658 | 0.75737 | 319.7797 | 5.9115 | 929273 | 0.36592 | 0.56187
7440 | 99.8989 | 0.6609 | 330.1384 | 1.6998 | 990844 | 0.37778 | 0.57432
7441 | 99.3005 | 0.48646 | 374.153 | 0.18768 | 885043 | 0.42814 | 0.62459
7442 | 94.8409 | 0.42833 | 396.8465 | 0.15692 | 798349 | 0.45411 | 0.64895
7443 | 93.3189 | 0.41708 | 412.7864 | 0.0108 | 640032 | 0.47235 | 0.66548
7444 | 93.0259 | 0.41726 | 409.66 | 0 | 529223 | 0.46877 | 0.66227
7445 | 93.0582 | 0.41057 | 387.3501 | 0.0168 | 568467 | 0.44324 | 0.63888
7446 | 94.3314 | 0.9712 | 320.9968 | 0.00584 | 944519 | 0.36732 | 0.56335
7447 | 96.4241 | 17.3779 | 265.4971 | 0.15811 | 1092052 | 0.30381 | 0.49232
7448 | 99.6174 | 17.8528 | 229.8263 | 37.2003 | 1109514 | 0.26299 | 0.44226
7449 | 102.4996 | 15.5903 | 224.8845 | 234.8618 | 980181 | 0.25733 | 0.43503
7450 | 106.7723 | 12.2722 | 201.4484 | 493.4496 | 935565 | 0.23052 | 0.39966
7451 | 107.8203 | 8.8936 | 174.122 | 663.3976 | 849906 | 0.19925 | 0.35606
7452 | 106.0517 | 7.0683 | 174.9813 | 762.5825 | 841030 | 0.20023 | 0.35747
7453 | 100.689 | 3.2914 | 198.2158 | 766.6147 | 867314 | 0.22682 | 0.39464
7454 | 99.6479 | 5.5322 | 209.9968 | 626.6121 | 918594 | 0.2403 | 0.41277
7455 | 105.1405 | 6.7997 | 207.8115 | 441.0525 | 896651 | 0.2378 | 0.40944
7456 | 105.9921 | 7.6336 | 222.3245 | 240.8148 | 851407 | 0.25441 | 0.43125
7457 | 106.7691 | 8.3636 | 243.9684 | 67.7015 | 836729 | 0.27917 | 0.46255
7458 | 107.5619 | 9.0105 | 269.6212 | 7.9561 | 843821 | 0.30853 | 0.49787
7459 | 108.7992 | 7.5042 | 358.9765 | 17.2184 | 885226 | 0.41078 | 0.60772
7460 | 106.0714 | 7.2356 | 386.8486 | 18.9917 | 922868 | 0.44267 | 0.63834
7461 | 103.8168 | 10.0869 | 403.9653 | 13.9755 | 899127 | 0.46226 | 0.65639
7462 | 100.8305 | 1.0809 | 361.1937 | 6.3171 | 940789 | 0.41331 | 0.61022
7463 | 100.6641 | 0.75761 | 337.4862 | 3.3593 | 1048725 | 0.38618 | 0.58301
7464 | 99.4493 | 0.66108 | 320.7271 | 0.97396 | 1052288 | 0.36701 | 0.56302
7465 | 98.9765 | 0.48661 | 328.7993 | 0.20064 | 932539 | 0.37624 | 0.57273
7466 | 94.7275 | 0.42851 | 338.5703 | 0.14672 | 795636 | 0.38743 | 0.58428
7467 | 93.8728 | 0.41861 | 353.5122 | 0.01224 | 610828 | 0.40452 | 0.60153
7468 | 93.7471 | 0.42539 | 387.3476 | 0 | 511618 | 0.44324 | 0.63888
7469 | 93.4421 | 0.44314 | 430.9145 | 0 | 575423 | 0.49309 | 0.68371
7470 | 94.6683 | 1.0593 | 442.086 | 0.01568 | 911985 | 0.50588 | 0.69467
7471 | 98.143 | 19.9633 | 462.8622 | 0.12115 | 912513 | 0.52965 | 0.71448
7472 | 101.3699 | 20.5133 | 466.4892 | 26.5957 | 906779 | 0.5338 | 0.71787
7473 | 102.2655 | 18.0824 | 507.0044 | 209.7617 | 921096 | 0.58016 | 0.75435
7474 | 106.604 | 14.8477 | 535.3761 | 499.595 | 884273 | 0.61263 | 0.77849
7475 | 105.8123 | 12.2446 | 511.472 | 811.0745 | 858010 | 0.58528 | 0.75823
7476 | 105.0441 | 9.8788 | 546.8527 | 1031.4646 | 879794 | 0.62576 | 0.78795
7477 | 98.8536 | 6.1017 | 651.8627 | 1121.1148 | 908166 | 0.74592 | 0.86709
7478 | 97.7071 | 7.8809 | 687.972 | 1069.8488 | 894014 | 0.78724 | 0.89157
7479 | 102.5745 | 7.3903 | 687.2449 | 923.2972 | 864211 | 0.78641 | 0.89109
7480 | 102.8178 | 7.2148 | 648.3005 | 649.463 | 896114 | 0.74185 | 0.86461
7481 | 104.3004 | 8.4644 | 639.183 | 229.5499 | 856382 | 0.73142 | 0.85819
7482 | 106.0713 | 9.5939 | 594.6994 | 16.7008 | 837658 | 0.68051 | 0.82558
7483 | 107.7674 | 8.2164 | 586.073 | 22.2184 | 843671 | 0.67064 | 0.819
7484 | 105.9584 | 7.996 | 557.1865 | 25.1127 | 822299 | 0.63759 | 0.79631
7485 | 103.4714 | 11.0396 | 537.408 | 22.642 | 839860 | 0.61495 | 0.78018
7486 | 103.6458 | 1.0812 | 437.6658 | 15.9145 | 831565 | 0.50082 | 0.69036
7487 | 103.0562 | 0.75783 | 375.5397 | 7.2363 | 884686 | 0.42973 | 0.62611
7488 | 102.1922 | 0.6613 | 318.588 | 1.7354 | 994025 | 0.36456 | 0.56042
7489 | 100.0524 | 0.48232 | 298.0799 | 0.192 | 906944 | 0.34109 | 0.53496
7490 | 96.1291 | 0.49724 | 278.4791 | 0.18552 | 790483 | 0.31866 | 0.50964
7491 | 94.7091 | 0.45828 | 252.8381 | 0.01224 | 635923 | 0.28932 | 0.47498
7492 | 95.1076 | 0.46993 | 233.6919 | 0 | 522516 | 0.26741 | 0.44787
7493 | 95.6359 | 0.66087 | 238.2213 | 0.0168 | 561388 | 0.2726 | 0.45438
7494 | 97.3258 | 0.96717 | 225.7072 | 8e-05 | 897328 | 0.25828 | 0.43624
7495 | 99.602 | 20.1235 | 168.2425 | 0.40417 | 933489 | 0.19252 | 0.34633
7496 | 101.653 | 20.8904 | 136.8222 | 64.012 | 890843 | 0.15657 | 0.29204
7497 | 103.8216 | 20.5262 | 79.1406 | 436.7739 | 873211 | 0.09056 | 0.18119
7498 | 107.5326 | 18.8201 | 60.733 | 862.5227 | 875553 | 0.069497 | 0.14235
7499 | 107.0908 | 16.8641 | 44.5037 | 1074.1385 | 840928 | 0.050926 | 0.10654
7500 | 106.041 | 14.3568 | 42.3527 | 1204.015 | 849758 | 0.048464 | 0.10168
7501 | 100.7502 | 9.0575 | 35.5236 | 1220.4712 | 850813 | 0.04065 | 0.086057
7502 | 100.1192 | 8.847 | 21.1959 | 1146.0225 | 864498 | 0.024254 | 0.052347
7503 | 103.2892 | 9.4045 | 17.402 | 967.651 | 843242 | 0.019913 | 0.0432
7504 | 102.4358 | 8.9527 | 15.6379 | 644.4274 | 857085 | 0.017894 | 0.038914
7505 | 104.0393 | 10.3769 | 10.7897 | 214.2857 | 818093 | 0.012347 | 0.027029
7506 | 105.7671 | 10.9518 | 12.8927 | 15.7869 | 822151 | 0.014753 | 0.032204
7507 | 107.7098 | 9.4234 | 72.3403 | 22.74 | 832002 | 0.082779 | 0.16705
7508 | 108.0093 | 8.812 | 57.6071 | 25.5808 | 842506 | 0.06592 | 0.13557
7509 | 107.6166 | 11.5261 | 74.7225 | 23.3886 | 842057 | 0.085505 | 0.17203
7510 | 105.8172 | 0.9493 | 73.0587 | 15.7483 | 849659 | 0.083601 | 0.16856
7511 | 103.9806 | 0.83855 | 80.5142 | 7.2932 | 838977 | 0.092132 | 0.18402
7512 | 103.6342 | 0.64518 | 137.6593 | 1.8169 | 893950 | 0.15752 | 0.29354
7513 | 101.3932 | 0.52463 | 171.8409 | 0.20896 | 854615 | 0.19664 | 0.3523
7514 | 97.1264 | 0.48716 | 214.0135 | 0.14616 | 753853 | 0.2449 | 0.41884
7515 | 95.3644 | 0.49783 | 255.5891 | 0.03636 | 625144 | 0.29247 | 0.47879
7516 | 95.1542 | 0.60535 | 256.4277 | 0 | 507172 | 0.29343 | 0.47994
7517 | 95.8936 | 1.0961 | 302.6572 | 0 | 567730 | 0.34633 | 0.54073
7518 | 97.0074 | 1.7626 | 305.6536 | 0.0168 | 896973 | 0.34976 | 0.54448
7519 | 98.8603 | 20.9857 | 323.6155 | 0.31349 | 914790 | 0.37031 | 0.56651
7520 | 99.5445 | 22.0794 | 383.4417 | 49.6173 | 880534 | 0.43877 | 0.63468
7521 | 102.8233 | 20.1626 | 400.0045 | 341.3909 | 880971 | 0.45772 | 0.65226
7522 | 107.1642 | 17.6034 | 401.399 | 631.7611 | 867885 | 0.45932 | 0.65372
7523 | 106.8099 | 15.5902 | 411.6504 | 690.7001 | 855601 | 0.47105 | 0.66431
7524 | 106.3047 | 13.64 | 433.0247 | 733.068 | 839723 | 0.49551 | 0.6858
7525 | 101.959 | 9.2231 | 497.6545 | 708.1726 | 869642 | 0.56946 | 0.74615
7526 | 102.4369 | 10.4469 | 479.3253 | 562.9568 | 849168 | 0.54849 | 0.7297
7527 | 107.8183 | 10.3318 | 491.6782 | 391.7192 | 843909 | 0.56263 | 0.74084
7528 | 107.9377 | 10.4662 | 503.5262 | 206.0489 | 822266 | 0.57618 | 0.75131
7529 | 109.2576 | 11.1347 | 511.7374 | 53.574 | 887187 | 0.58558 | 0.75846
7530 | 108.7089 | 11.9691 | 553.7648 | 7.8028 | 828721 | 0.63367 | 0.79356
7531 | 107.8558 | 10.2604 | 661.2329 | 20.0355 | 830969 | 0.75665 | 0.87357
7532 | 105.5509 | 10.105 | 715.1798 | 15.9631 | 846302 | 0.81838 | 0.9092
7533 | 101.6045 | 12.727 | 790.8322 | 11.7707 | 817817 | 0.90495 | 0.95487
7534 | 99.5523 | 0.91976 | 757.5856 | 4.4963 | 854651 | 0.8669 | 0.93538
7535 | 98.5582 | 0.87398 | 715.6435 | 2.2783 | 845939 | 0.81891 | 0.90949
7536 | 99.6503 | 0.64504 | 747.3355 | 0.2964 | 885579 | 0.85517 | 0.92919
7537 | 97.8069 | 0.48906 | 761.8102 | 0.17328 | 847829 | 0.87174 | 0.9379
7538 | 94.3356 | 0.4531 | 796.302 | 0 | 727568 | 0.91121 | 0.95799
7539 | 91.9707 | 0.557 | 783.8583 | 0 | 634689 | 0.89697 | 0.95085
7540 | 92.4181 | 0.87346 | 770.6839 | 0.04292 | 513649 | 0.88189 | 0.94316
7541 | 93.3307 | 1.9106 | 749.3381 | 0 | 562852 | 0.85747 | 0.9304
7542 | 94.0777 | 3.0808 | 699.041 | 0 | 877371 | 0.79991 | 0.89883
7543 | 93.8389 | 22.999 | 667.4652 | 0.36024 | 910289 | 0.76378 | 0.87783
7544 | 93.6829 | 23.3526 | 616.6958 | 57.3735 | 881502 | 0.70568 | 0.84198
7545 | 94.1738 | 20.5112 | 539.3364 | 423.236 | 850497 | 0.61716 | 0.78177
7546 | 94.989 | 17.7317 | 460.8726 | 875.5258 | 865886 | 0.52738 | 0.71262
7547 | 95.9456 | 15.7239 | 376.147 | 1131.6865 | 820890 | 0.43042 | 0.62677
7548 | 97.3415 | 13.3304 | 326.7137 | 1271.5734 | 777193 | 0.37386 | 0.57023
7549 | 95.0723 | 8.4804 | 275.6074 | 1293.7406 | 812272 | 0.31538 | 0.50585
7550 | 94.4625 | 8.9626 | 261.8984 | 1237.3793 | 846706 | 0.29969 | 0.48744
7551 | 94.9881 | 8.2892 | 258.3264 | 1062.153 | 791102 | 0.2956 | 0.48255
7552 | 94.4303 | 8.5279 | 235.47 | 723.9409 | 828862 | 0.26945 | 0.45043
7553 | 96.0464 | 9.767 | 190.5505 | 236.1971 | 802997 | 0.21805 | 0.38259
7554 | 96.5403 | 11.0379 | 149.3415 | 15.071 | 834473 | 0.17089 | 0.31414
7555 | 98.5961 | 9.4352 | 191.1205 | 22.6538 | 800921 | 0.2187 | 0.38349
7556 | 98.0961 | 9.1309 | 177.2398 | 25.5303 | 832141 | 0.20282 | 0.36117
7557 | 97.9588 | 11.9244 | 168.6008 | 23.2316 | 516538 | 0.19293 | 0.34693
7558 | 96.7141 | 1.0814 | 129.1826 | 15.9227 | 476237 | 0.14782 | 0.27823
7559 | 96.943 | 0.75793 | 128.5432 | 7.7625 | 456744 | 0.14709 | 0.27706
7560 | 96.6023 | 0.66135 | 152.7102 | 1.8108 | 477310 | 0.17475 | 0.31998
7561 | 95.119 | 0.48731 | 173.5478 | 0.20136 | 853322 | 0.19859 | 0.35512
7562 | 92.5049 | 0.4316 | 185.8954 | 0.1424 | 736757 | 0.21272 | 0.37517
7563 | 91.4893 | 0.43436 | 170.0766 | 0.04284 | 631482 | 0.19462 | 0.34938
7564 | 90.8128 | 0.49336 | 168.534 | 0 | 515201 | 0.19285 | 0.34681
7565 | 90.3262 | 0.69315 | 170.7014 | 0.0234 | 576441 | 0.19533 | 0.35042
7566 | 90.45 | 1.4867 | 169.0474 | 0 | 909631 | 0.19344 | 0.34767
7567 | 92.1725 | 21.421 | 178.7791 | 0.39347 | 920533 | 0.20458 | 0.36368
7568 | 91.8139 | 21.7418 | 134.5304 | 55.093 | 910104 | 0.15394 | 0.28792
7569 | 91.3472 | 18.7874 | 76.1831 | 368.1989 | 873746 | 0.087176 | 0.17507
7570 | 89.8967 | 15.2612 | 45.9003 | 734.3234 | 872937 | 0.052524 | 0.10968
7571 | 90.4186 | 12.3719 | 21.6253 | 961.3801 | 827404 | 0.024746 | 0.053376
7572 | 89.9404 | 10.2366 | 11.3562 | 1117.9525 | 811594 | 0.012995 | 0.028426
7573 | 90.2056 | 6.3026 | 16.3076 | 1127.8951 | 816281 | 0.018661 | 0.040544
7574 | 90.7848 | 7.62 | 36.7705 | 1045.1409 | 825115 | 0.042076 | 0.08893
7575 | 91.5846 | 7.5274 | 62.6547 | 872.0028 | 818890 | 0.071696 | 0.14649
7576 | 91.1761 | 8.0983 | 95.7602 | 606.5102 | 841297 | 0.10958 | 0.21475
7577 | 92.2034 | 9.2086 | 116.5031 | 210.674 | 846279 | 0.13331 | 0.25475
7578 | 92.9566 | 10.1291 | 148.2466 | 14.7554 | 806063 | 0.16964 | 0.31224
7579 | 97.263 | 8.6043 | 214.7866 | 22.6176 | 817585 | 0.24578 | 0.42001
7580 | 97.5789 | 8.4274 | 255.1548 | 25.4391 | 845533 | 0.29197 | 0.47819
7581 | 97.1335 | 11.2917 | 315.322 | 22.3375 | 804585 | 0.36082 | 0.55644
7582 | 96.2916 | 1.0813 | 227.3012 | 15.3247 | 793980 | 0.2601 | 0.43858
7583 | 96.7127 | 0.75786 | 210.5073 | 6.3691 | 852842 | 0.24088 | 0.41354
7584 | 97.2895 | 0.6613 | 207.457 | 1.6144 | 830304 | 0.23739 | 0.4089
7585 | 94.4545 | 0.48678 | 225.8874 | 0.20064 | 819047 | 0.25848 | 0.4365
7586 | 91.1953 | 0.43064 | 245.9419 | 0.14136 | 737535 | 0.28143 | 0.46534
7587 | 89.8661 | 0.44019 | 219.3488 | 0.03068 | 615523 | 0.251 | 0.42683
7588 | 89.9887 | 0.54475 | 195.6819 | 0.01296 | 516742 | 0.22392 | 0.39068
7589 | 89.7398 | 1.0164 | 176.6761 | 0.018 | 586799 | 0.20217 | 0.36025
7590 | 92.16 | 2.2929 | 199.7818 | 0 | 870625 | 0.22861 | 0.39707
7591 | 94.9961 | 22.4246 | 208.0238 | 0.12337 | 940397 | 0.23804 | 0.40976
7592 | 98.9113 | 22.8949 | 222.2756 | 28.4149 | 971308 | 0.25435 | 0.43118
7593 | 104.2641 | 19.859 | 234.9999 | 225.1484 | 902674 | 0.26891 | 0.44976
7594 | 111.4338 | 16.5371 | 195.1775 | 462.9519 | 868926 | 0.22334 | 0.38989
7595 | 112.1577 | 14.057 | 77.7226 | 588.104 | 863141 | 0.088938 | 0.17826
7596 | 112.6721 | 12.1521 | 78.7935 | 697.7817 | 863381 | 0.090163 | 0.18047
7597 | 107.8234 | 7.9077 | 104.719 | 633.4238 | 800399 | 0.11983 | 0.23227
7598 | 107.0147 | 8.9014 | 182.2741 | 592.0513 | 793927 | 0.20858 | 0.36935
7599 | 110.3022 | 8.4457 | 220.52 | 456.7495 | 752296 | 0.25234 | 0.42858
7600 | 109.5151 | 8.4713 | 259.8117 | 286.8071 | 762892 | 0.2973 | 0.48459
7601 | 109.0007 | 9.9679 | 326.366 | 90.7894 | 795677 | 0.37346 | 0.56982
7602 | 108.8701 | 11.0294 | 350.7265 | 9.437 | 757978 | 0.40134 | 0.59835
7603 | 110.6285 | 9.5458 | 385.7294 | 19.7503 | 751366 | 0.44139 | 0.63714
7604 | 110.9212 | 9.394 | 409.2967 | 16.0231 | 836539 | 0.46836 | 0.6619
7605 | 107.6164 | 12.2534 | 424.8969 | 10.2829 | 812512 | 0.48621 | 0.67772
7606 | 104.0774 | 1.0816 | 389.3119 | 4.4291 | 859833 | 0.44549 | 0.64097
7607 | 103.3175 | 0.75804 | 352.9308 | 1.5356 | 911003 | 0.40386 | 0.60087
7608 | 102.8795 | 0.66146 | 372.7821 | 0.2248 | 911339 | 0.42657 | 0.62308
7609 | 100.9029 | 0.48842 | 388.131 | 0.18452 | 837278 | 0.44414 | 0.63971
7610 | 95.7876 | 0.43848 | 383.2143 | 0.09648 | 770065 | 0.43851 | 0.63444
7611 | 93.9482 | 0.48236 | 433.4329 | 0 | 617627 | 0.49598 | 0.6862
7612 | 94.7437 | 0.69333 | 499.5026 | 0 | 528388 | 0.57158 | 0.74778
7613 | 94.8659 | 1.3392 | 498.4501 | 0.0108 | 570826 | 0.57038 | 0.74685
7614 | 95.9363 | 2.7018 | 510.7669 | 0.01352 | 923185 | 0.58447 | 0.75762
7615 | 98.418 | 22.5849 | 529.1579 | 0.15302 | 1039881 | 0.60551 | 0.77329
7616 | 102.946 | 23.1315 | 500.525 | 37.1868 | 1090877 | 0.57275 | 0.74868
7617 | 107.2778 | 19.9128 | 473.2206 | 317.6123 | 973461 | 0.54151 | 0.7241
7618 | 110.8829 | 16.2205 | 487.1003 | 726.1675 | 908701 | 0.55739 | 0.73674
7619 | 110.3949 | 13.3143 | 482.8648 | 994.5203 | 881505 | 0.55254 | 0.73291
7620 | 108.5632 | 10.9158 | 509.1723 | 1146.9642 | 850627 | 0.58264 | 0.75623
7621 | 102.2564 | 6.3488 | 536.0896 | 1179.7767 | 845041 | 0.61345 | 0.77908
7622 | 100.2013 | 7.3836 | 552.0974 | 1094.6802 | 859739 | 0.63176 | 0.79221
7623 | 105.1837 | 6.7417 | 561.6866 | 906.474 | 830758 | 0.64274 | 0.79992
7624 | 105.9041 | 7.0264 | 526.3316 | 557.3511 | 839075 | 0.60228 | 0.77091
7625 | 108.9884 | 8.4863 | 469.9316 | 160.7956 | 843726 | 0.53774 | 0.72107
7626 | 110.3699 | 10.0702 | 412.5561 | 11.4841 | 806759 | 0.47209 | 0.66524
7627 | 112.1027 | 8.5034 | 440.8436 | 20.5128 | 812326 | 0.50446 | 0.69346
7628 | 109.8635 | 8.3526 | 464.6714 | 25.5491 | 868774 | 0.53172 | 0.71618
7629 | 107.4482 | 11.1903 | 476.0047 | 22.4119 | 879856 | 0.54469 | 0.72666
7630 | 104.3725 | 1.0812 | 484.4661 | 15.7003 | 917855 | 0.55437 | 0.73436
7631 | 102.5199 | 0.7578 | 463.5127 | 8.5699 | 1051744 | 0.5304 | 0.71509
7632 | 101.9258 | 0.66123 | 479.2258 | 1.6968 | 1008396 | 0.54838 | 0.72961
7633 | 99.2157 | 0.48671 | 506.5364 | 0.63144 | 936448 | 0.57963 | 0.75394
7634 | 94.6335 | 0.43036 | 570.259 | 0.15 | 779220 | 0.65255 | 0.80671
7635 | 93.2105 | 0.42621 | 574.5399 | 0.02976 | 598729 | 0.65744 | 0.81007
7636 | 93.6728 | 0.43943 | 549.7662 | 0.03068 | 510428 | 0.6291 | 0.79032
7637 | 94.1044 | 0.52609 | 575.3235 | 0.00072 | 570504 | 0.65834 | 0.81068
7638 | 96.5778 | 1.2292 | 553.0206 | 0.00252 | 887622 | 0.63282 | 0.79296
7639 | 99.6475 | 20.5122 | 513.7767 | 0.17504 | 924036 | 0.58791 | 0.76021
7640 | 104.5983 | 21.1046 | 484.1531 | 38.4634 | 883727 | 0.55402 | 0.73408
7641 | 108.2216 | 18.0299 | 453.1872 | 318.334 | 861949 | 0.51858 | 0.70534
7642 | 114.2919 | 14.4328 | 504.7223 | 687.1098 | 861826 | 0.57755 | 0.75236
7643 | 112.9625 | 11.5927 | 540.5643 | 858.065 | 839957 | 0.61857 | 0.78279
7644 | 112.7064 | 9.102 | 542.6292 | 978.65 | 832512 | 0.62093 | 0.78449
7645 | 106.7099 | 4.7052 | 532.0509 | 1000.0558 | 848383 | 0.60882 | 0.77572
7646 | 105.8963 | 6.0195 | 480.4803 | 928.0613 | 808448 | 0.54981 | 0.73075
7647 | 109.9641 | 5.8355 | 502.9921 | 780.5895 | 804806 | 0.57557 | 0.75085
7648 | 109.7016 | 6.2723 | 504.1885 | 494.1966 | 816998 | 0.57694 | 0.75189
7649 | 111.6972 | 7.6302 | 508.7966 | 149.4248 | 814690 | 0.58221 | 0.75591
7650 | 114.2721 | 9.01 | 452.923 | 11.5748 | 811567 | 0.51828 | 0.70509
7651 | 115.0418 | 7.4398 | 424.5544 | 17.3908 | 792703 | 0.48582 | 0.67738
7652 | 113.3688 | 7.1835 | 419.7086 | 18.5743 | 828312 | 0.48027 | 0.67251
7653 | 109.9732 | 10.1386 | 400.5752 | 16.7404 | 796211 | 0.45838 | 0.65286
7654 | 107.3206 | 1.0809 | 375.6174 | 10.2377 | 846665 | 0.42982 | 0.62619
7655 | 107.057 | 0.75765 | 368.6257 | 10.1685 | 873041 | 0.42182 | 0.6185
7656 | 106.9865 | 0.66111 | 348.6689 | 7.7375 | 889467 | 0.39898 | 0.59599
7657 | 104.6344 | 0.48219 | 319.1718 | 4.2269 | 870453 | 0.36523 | 0.56113
7658 | 98.5492 | 0.49548 | 335.3115 | 0.1644 | 763835 | 0.3837 | 0.58045
7659 | 97.0822 | 0.4457 | 381.9642 | 0 | 629705 | 0.43708 | 0.63309
7660 | 95.6481 | 0.41729 | 393.8358 | 0 | 511633 | 0.45067 | 0.64578
7661 | 96.5336 | 0.44177 | 402.2778 | 0 | 564898 | 0.46033 | 0.65463
7662 | 98.2565 | 0.61322 | 371.5259 | 0 | 875442 | 0.42514 | 0.6217
7663 | 102.6089 | 18.7844 | 300.9642 | 0.1383 | 918659 | 0.34439 | 0.5386
7664 | 106.9048 | 19.9079 | 247.0419 | 36.9117 | 880490 | 0.28269 | 0.46689
7665 | 110.9564 | 17.3206 | 184.4954 | 363.9163 | 858916 | 0.21112 | 0.37292
7666 | 117.1818 | 13.7137 | 176.6093 | 829.7874 | 842834 | 0.20209 | 0.36014
7667 | 115.7462 | 10.4267 | 149.6702 | 1092.8028 | 822871 | 0.17127 | 0.31472
7668 | 114.7628 | 7.9719 | 117.2467 | 1227.8627 | 808537 | 0.13417 | 0.25614
7669 | 109.4444 | 2.9403 | 57.7321 | 1252.7827 | 820939 | 0.066063 | 0.13584
7670 | 107.4106 | 4.1518 | 64.7612 | 1166.9249 | 797899 | 0.074106 | 0.151
7671 | 111.9198 | 4.1547 | 68.5022 | 969.8089 | 828544 | 0.078387 | 0.15896
7672 | 112.2821 | 4.6833 | 58.3311 | 622.2406 | 852096 | 0.066748 | 0.13714
7673 | 114.1867 | 6.4473 | 74.5901 | 180.1172 | 868381 | 0.085353 | 0.17176
7674 | 117.0469 | 7.968 | 110.599 | 11.5105 | 807749 | 0.12656 | 0.24357
7675 | 116.975 | 6.8157 | 125.82 | 16.7291 | 848514 | 0.14398 | 0.27207
7676 | 115.9082 | 6.7846 | 124.6008 | 20.167 | 787191 | 0.14258 | 0.26982
7677 | 113.8983 | 10.0755 | 150.7741 | 18.0878 | 803162 | 0.17253 | 0.31663
7678 | 110.5476 | 0.94899 | 144.3937 | 12.8501 | 852365 | 0.16523 | 0.30548
7679 | 111.3636 | 0.83835 | 168.5804 | 11.5133 | 806688 | 0.19291 | 0.34689
7680 | 111.4183 | 0.64509 | 149.2763 | 7.1961 | 913170 | 0.17082 | 0.31403
7681 | 107.8827 | 0.52488 | 140.6393 | 4.8871 | 843292 | 0.16093 | 0.29885
7682 | 102.9822 | 0.49176 | 129.1726 | 4.1023 | 754091 | 0.14781 | 0.27821
7683 | 100.0911 | 0.62379 | 126.7812 | 0.06888 | 629116 | 0.14508 | 0.27383
7684 | 100.0661 | 1.4687 | 155.9948 | 0.0306 | 515270 | 0.1785 | 0.32563
7685 | 100.9677 | 2.9402 | 175.1685 | 0 | 565499 | 0.20044 | 0.35778
7686 | 103.01 | 3.8695 | 151.2665 | 0 | 893681 | 0.17309 | 0.31749
7687 | 105.8846 | 23.1587 | 108.6955 | 0.12589 | 915429 | 0.12438 | 0.23993
7688 | 108.1271 | 24.1937 | 87.4142 | 23.9856 | 879645 | 0.10003 | 0.19807
7689 | 112.9734 | 21.9718 | 66.7478 | 194.4757 | 887157 | 0.076379 | 0.15524
7690 | 120.4231 | 19.128 | 107.3798 | 417.7486 | 854510 | 0.12287 | 0.2374
7691 | 122.2406 | 16.3884 | 91.5858 | 528.0793 | 764436 | 0.1048 | 0.20645
7692 | 121.2042 | 14.4388 | 91.3291 | 510.0792 | 809484 | 0.10451 | 0.20593
7693 | 117.0747 | 9.8002 | 114.5401 | 440.1989 | 796924 | 0.13107 | 0.25105
7694 | 115.1338 | 11.1488 | 154.4069 | 383.3277 | 835799 | 0.17669 | 0.32291
7695 | 120.5842 | 11.0811 | 173.2838 | 279.2684 | 831719 | 0.19829 | 0.35468
7696 | 119.2988 | 11.3453 | 187.0051 | 140.9963 | 818444 | 0.21399 | 0.37694
7697 | 119.79 | 12.0968 | 220.3465 | 35.4075 | 811476 | 0.25214 | 0.42832
7698 | 118.6933 | 13.2167 | 237.9955 | 6.8488 | 805743 | 0.27234 | 0.45406
7699 | 117.5631 | 11.7246 | 278.6065 | 14.4028 | 823145 | 0.31881 | 0.50981
7700 | 113.781 | 11.6042 | 319.8882 | 14.2071 | 805772 | 0.36605 | 0.562
7701 | 112.1431 | 14.2015 | 336.9206 | 9.2755 | 802361 | 0.38554 | 0.58234
7702 | 109.0374 | 0.92022 | 334.2199 | 2.0003 | 825784 | 0.38245 | 0.57916
7703 | 107.7233 | 0.87517 | 339.8045 | 0.5946 | 828026 | 0.38884 | 0.58572
7704 | 107.0612 | 0.65897 | 495.6841 | 0.6624 | 865302 | 0.56721 | 0.7444
7705 | 104.3687 | 0.61286 | 538.6378 | 0.38072 | 829238 | 0.61636 | 0.78119
7706 | 98.3117 | 1.1896 | 610.8173 | 0.14424 | 755917 | 0.69896 | 0.83765
7707 | 96.8825 | 2.5956 | 646.7707 | 0 | 615741 | 0.7401 | 0.86354
7708 | 97.2541 | 3.5965 | 623.6804 | 0 | 495742 | 0.71368 | 0.84707
7709 | 96.8164 | 4.6476 | 587.7354 | 0 | 557132 | 0.67254 | 0.82028
7710 | 98.3443 | 5.7285 | 586.7735 | 0 | 871157 | 0.67144 | 0.81954
7711 | 100.1633 | 25.3295 | 537.8542 | 0.10373 | 869388 | 0.61547 | 0.78055
7712 | 99.8551 | 25.7418 | 507.4956 | 23.0762 | 842672 | 0.58073 | 0.75478
7713 | 101.3067 | 22.7902 | 501.2127 | 279.4556 | 856460 | 0.57354 | 0.74928
7714 | 103.6326 | 19.1856 | 502.4265 | 697.2947 | 821248 | 0.57493 | 0.75035
7715 | 104.7848 | 16.2332 | 506.3726 | 1012.2143 | 812978 | 0.57944 | 0.7538
7716 | 103.7214 | 13.9265 | 506.2836 | 1164.8794 | 823681 | 0.57934 | 0.75372
7717 | 99.4418 | 9.6919 | 478.7938 | 1190.2243 | 804168 | 0.54788 | 0.72921
7718 | 98.6554 | 10.8625 | 478.9298 | 1161.6252 | 797735 | 0.54804 | 0.72934
7719 | 100.2964 | 10.6408 | 485.3274 | 949.1666 | 839157 | 0.55536 | 0.73514
7720 | 100.2963 | 10.9568 | 498.5465 | 605.3343 | 825476 | 0.57049 | 0.74694
7721 | 101.8449 | 12.0058 | 517.267 | 168.1168 | 824345 | 0.59191 | 0.76321
7722 | 102.7887 | 13.0613 | 572.4793 | 9.9765 | 801728 | 0.65509 | 0.80845
7723 | 105.3197 | 11.8868 | 593.0509 | 16.1101 | 826135 | 0.67863 | 0.82433
7724 | 103.7739 | 12.096 | 571.0937 | 18.4382 | 796352 | 0.6535 | 0.80736
7725 | 103.4235 | 15.2212 | 597.4091 | 18.057 | 763336 | 0.68361 | 0.82763
7726 | 101.9219 | 1.0824 | 592.3531 | 12.6412 | 814045 | 0.67783 | 0.8238
7727 | 101.7038 | 0.76324 | 621.1915 | 10.5966 | 796014 | 0.71083 | 0.84526
7728 | 101.9931 | 0.78204 | 664.467 | 6.4238 | 827907 | 0.76035 | 0.87578
7729 | 101.3256 | 1.8363 | 697.0994 | 4.8878 | 825926 | 0.79769 | 0.89756
7730 | 98.9222 | 3.9774 | 643.4858 | 4.2388 | 730772 | 0.73634 | 0.86123
7731 | 98.0265 | 6.1113 | 634.1633 | 0.11256 | 609486 | 0.72567 | 0.85462
7732 | 96.9732 | 7.5914 | 630.9225 | 0 | 505124 | 0.72196 | 0.8523
7733 | 96.4765 | 8.9877 | 607.2158 | 0 | 561520 | 0.69484 | 0.83498
7734 | 96.7564 | 10.2778 | 530.9709 | 0 | 876811 | 0.60759 | 0.77481
7735 | 96.6775 | 30.0314 | 541.974 | 0.14527 | 884346 | 0.62018 | 0.78395
7736 | 96.971 | 30.4294 | 491.6635 | 29.7942 | 867967 | 0.56261 | 0.74083
7737 | 95.8454 | 27.6727 | 383.0681 | 335.9948 | 876032 | 0.43834 | 0.63428
7738 | 96.2228 | 24.3163 | 409.1291 | 788.9075 | 839130 | 0.46817 | 0.66173
7739 | 95.2704 | 21.6077 | 436.6583 | 1065.6712 | 806264 | 0.49967 | 0.68937
7740 | 95.1293 | 19.3549 | 417.6807 | 1192.6367 | 823537 | 0.47795 | 0.67046
7741 | 95.3311 | 15.417 | 379.5646 | 1172.4527 | 836381 | 0.43433 | 0.63049
7742 | 96.3319 | 16.4926 | 367.6756 | 1050.2355 | 836179 | 0.42073 | 0.61745
7743 | 97.034 | 16.1366 | 348.5003 | 821.4726 | 843743 | 0.39879 | 0.5958
7744 | 96.3474 | 16.3918 | 324.3662 | 436.2003 | 845957 | 0.37117 | 0.56742
7745 | 95.4216 | 17.4929 | 363.6086 | 98.7052 | 808409 | 0.41608 | 0.61292
7746 | 96.2577 | 18.5364 | 322.7771 | 9.133 | 809361 | 0.36935 | 0.5655
7747 | 101.4375 | 16.7844 | 321.6882 | 17.5135 | 791932 | 0.36811 | 0.56418
7748 | 100.8138 | 16.2762 | 333.7493 | 19.7468 | 824591 | 0.38191 | 0.57861
7749 | 100.2263 | 18.6514 | 349.6951 | 17.3421 | 838672 | 0.40016 | 0.59717
7750 | 99.0638 | 1.1044 | 374.0656 | 11.8365 | 816623 | 0.42804 | 0.62449
7751 | 99.5981 | 0.96648 | 389.7617 | 9.8651 | 851923 | 0.446 | 0.64145
7752 | 101.3891 | 2.236 | 442.6472 | 5.9652 | 844108 | 0.50652 | 0.69521
7753 | 100.0483 | 3.0742 | 461.0766 | 4.8886 | 793910 | 0.52761 | 0.71281
7754 | 95.8639 | 3.9057 | 460.1721 | 3.9616 | 711101 | 0.52657 | 0.71196
7755 | 94.038 | 4.6177 | 462.8357 | 0.05832 | 600342 | 0.52962 | 0.71446
7756 | 96.1225 | 5.4363 | 469.4528 | 0 | 511079 | 0.53719 | 0.72062
7757 | 96.1146 | 6.2007 | 495.4477 | 0 | 573933 | 0.56694 | 0.74419
7758 | 97.4969 | 7.0607 | 510.782 | 0.00576 | 860956 | 0.58449 | 0.75763
7759 | 101.7764 | 26.3279 | 480.054 | 0.085361 | 927118 | 0.54932 | 0.73036
7760 | 105.8366 | 26.6185 | 444.7132 | 19.5324 | 948352 | 0.50888 | 0.69721
7761 | 111.5202 | 23.446 | 434.2841 | 240.2674 | 863416 | 0.49695 | 0.68704
7762 | 120.1348 | 19.5344 | 390.7137 | 612.4225 | 830545 | 0.44709 | 0.64247
7763 | 121.2832 | 16.4027 | 370.0386 | 943.0476 | 827696 | 0.42343 | 0.62006
7764 | 120.2905 | 13.8046 | 316.3039 | 1140.9147 | 827875 | 0.36195 | 0.55764
7765 | 113.9001 | 9.5051 | 239.1506 | 1144.6592 | 784193 | 0.27366 | 0.45571
7766 | 113.2628 | 10.6381 | 247.5981 | 944.5653 | 822833 | 0.28333 | 0.46767
7767 | 119.4101 | 10.2809 | 297.3278 | 717.2101 | 802349 | 0.34023 | 0.53401
7768 | 119.3284 | 10.8114 | 333.4182 | 437.191 | 815764 | 0.38153 | 0.57821
7769 | 119.7908 | 12.0709 | 349.675 | 117.5414 | 815232 | 0.40013 | 0.59715
7770 | 121.3974 | 13.3396 | 383.113 | 9.6006 | 754982 | 0.4384 | 0.63433
7771 | 121.1218 | 11.4849 | 401.7435 | 17.3903 | 778378 | 0.45971 | 0.65408
7772 | 116.873 | 10.9182 | 359.1808 | 20.0069 | 802885 | 0.41101 | 0.60795
7773 | 114.5222 | 13.5185 | 345.3316 | 18.0229 | 833691 | 0.39516 | 0.59215
7774 | 110.8173 | 1.0819 | 316.6673 | 12.0456 | 881891 | 0.36236 | 0.55808
7775 | 109.0465 | 0.7582 | 221.4036 | 11.1111 | 871715 | 0.25335 | 0.42989
7776 | 108.7386 | 0.66253 | 221.1755 | 5.0516 | 954709 | 0.25309 | 0.42955
7777 | 107.911 | 0.49277 | 224.3092 | 0.35616 | 853462 | 0.25668 | 0.43418
7778 | 101.9857 | 0.46063 | 169.3572 | 0.1958 | 764021 | 0.1938 | 0.34818
7779 | 100.7218 | 0.60964 | 175.9877 | 0.018 | 618363 | 0.20138 | 0.35912
7780 | 100.3995 | 1.0147 | 166.4302 | 0 | 514836 | 0.19045 | 0.3433
7781 | 100.905 | 2.1908 | 201.6349 | 0 | 546536 | 0.23073 | 0.39995
7782 | 102.8891 | 3.3215 | 230.1937 | 0 | 895236 | 0.26341 | 0.4428
7783 | 107.697 | 23.2621 | 227.6181 | 0.1664 | 1049354 | 0.26046 | 0.43904
7784 | 111.0493 | 23.7737 | 239.7779 | 29.297 | 1028941 | 0.27438 | 0.4566
7785 | 115.649 | 21.2654 | 193.4831 | 292.025 | 887373 | 0.2214 | 0.38722
7786 | 125.0602 | 18.0532 | 151.7328 | 700.9635 | 862042 | 0.17363 | 0.31829
7787 | 123.9602 | 17.5469 | 96.822 | 962.5196 | 804412 | 0.11079 | 0.21684
7788 | 122.1967 | 14.7084 | 76.8954 | 1112.6406 | 819243 | 0.087991 | 0.17655
7789 | 114.1663 | 11.81 | 63.9086 | 1164.4353 | 812496 | 0.07313 | 0.14918
7790 | 110.9704 | 12.4408 | 89.921 | 1052.4724 | 825375 | 0.1029 | 0.20311
7791 | 116.1704 | 13.5274 | 98.7949 | 873.1312 | 821774 | 0.11305 | 0.22073
7792 | 116.2038 | 13.6794 | 105.807 | 524.1691 | 809377 | 0.12107 | 0.23437
7793 | 117.786 | 14.1068 | 110.8631 | 142.101 | 784392 | 0.12686 | 0.24407
7794 | 119.0324 | 14.2115 | 181.5154 | 9.3736 | 801098 | 0.20771 | 0.36812
7795 | 121.0053 | 12.7192 | 239.7733 | 17.5713 | 816214 | 0.27437 | 0.4566
7796 | 118.4489 | 12.2998 | 272.2886 | 19.7415 | 810858 | 0.31158 | 0.50144
7797 | 114.8025 | 15.0576 | 266.4405 | 18.2014 | 834214 | 0.30489 | 0.49359
7798 | 111.0645 | 1.0823 | 274.543 | 12.2038 | 873772 | 0.31416 | 0.50444
7799 | 109.1598 | 0.76008 | 283.5999 | 11.8815 | 966303 | 0.32452 | 0.51636
7800 | 108.7978 | 0.68872 | 286.1081 | 7.586 | 968422 | 0.32739 | 0.51962
7801 | 107.3301 | 0.68507 | 277.6913 | 5.9021 | 907333 | 0.31776 | 0.50861
7802 | 100.8705 | 1.5503 | 320.3339 | 1.3336 | 760669 | 0.36656 | 0.56254
7803 | 99.353 | 3.2313 | 313.4454 | 0.009 | 589987 | 0.35867 | 0.55413
7804 | 98.945 | 4.5051 | 275.8874 | 8e-05 | 484922 | 0.3157 | 0.50622
7805 | 99.6759 | 5.668 | 273.7145 | 0 | 546200 | 0.31321 | 0.50334
7806 | 101.4772 | 6.8474 | 249.247 | 0.0054 | 851285 | 0.28521 | 0.46998
7807 | 106.2746 | 26.4742 | 246.6612 | 0.074561 | 886845 | 0.28225 | 0.46635
7808 | 109.2791 | 26.9708 | 270.9004 | 7.4938 | 891667 | 0.30999 | 0.49959
7809 | 114.721 | 24.9085 | 251.3409 | 83.987 | 888640 | 0.28761 | 0.4729
7810 | 124.8398 | 21.7978 | 313.7295 | 199.9667 | 816650 | 0.359 | 0.55448
7811 | 125.3739 | 19.0934 | 335.1571 | 276.1744 | 809038 | 0.38352 | 0.58027
7812 | 123.7496 | 17.6148 | 325.3737 | 371.2221 | 800376 | 0.37232 | 0.56863
7813 | 117.0006 | 14.8409 | 285.257 | 372.6686 | 800161 | 0.32642 | 0.51851
7814 | 115.1393 | 17.1087 | 352.8032 | 357.8363 | 778349 | 0.40371 | 0.60072
7815 | 119.0565 | 16.9928 | 373.8072 | 364.9313 | 784084 | 0.42775 | 0.62421
7816 | 118.3218 | 17.103 | 423.5104 | 230.0371 | 788493 | 0.48462 | 0.67633
7817 | 119.3869 | 17.5047 | 454.7389 | 67.6257 | 843791 | 0.52036 | 0.70682
7818 | 119.0258 | 17.677 | 488.2755 | 7.9374 | 816221 | 0.55873 | 0.73779
7819 | 118.1999 | 15.7655 | 557.9361 | 12.2615 | 809680 | 0.63844 | 0.79692
7820 | 115.3788 | 15.069 | 609.1496 | 6.9189 | 799688 | 0.69705 | 0.83641
7821 | 110.9709 | 17.4265 | 639.4049 | 3.0493 | 791695 | 0.73167 | 0.85835
7822 | 108.0019 | 1.0853 | 638.9464 | 0.98328 | 794981 | 0.73114 | 0.85802
7823 | 109.0354 | 0.81531 | 693.2697 | 6.4123 | 809179 | 0.79331 | 0.89506
7824 | 108.4543 | 0.84939 | 697.4897 | 5.5104 | 854493 | 0.79814 | 0.89782
7825 | 106.6548 | 1.2283 | 691.6135 | 1.7045 | 831237 | 0.79141 | 0.89397
7826 | 101.2449 | 2.1955 | 707.2818 | 0 | 739419 | 0.80934 | 0.90415
7827 | 99.5678 | 3.2647 | 696.641 | 0.01296 | 612855 | 0.79716 | 0.89726
7828 | 98.431 | 4.1444 | 650.681 | 8e-05 | 488057 | 0.74457 | 0.86627
7829 | 99.3764 | 4.9653 | 577.8402 | 0.01248 | 540085 | 0.66122 | 0.81264
7830 | 101.1983 | 5.4678 | 518.0517 | 0 | 847860 | 0.59281 | 0.76388
7831 | 103.3722 | 24.2137 | 443.3287 | 0.16006 | 893517 | 0.5073 | 0.69587
7832 | 108.2425 | 25.4711 | 388.3857 | 22.9104 | 835030 | 0.44443 | 0.63999
7833 | 113.8785 | 24.2968 | 382.8321 | 260.7674 | 787501 | 0.43807 | 0.63403
7834 | 122.3984 | 22.1595 | 478.8305 | 553.172 | 845597 | 0.54792 | 0.72925
7835 | 123.138 | 19.0234 | 582.6757 | 700.1023 | 779275 | 0.66675 | 0.81639
7836 | 122.7371 | 16.8671 | 711.9347 | 813.5118 | 767302 | 0.81467 | 0.90713
7837 | 115.8232 | 12.6775 | 726.8535 | 818.4311 | 783668 | 0.83174 | 0.91656
7838 | 114.5961 | 14.0899 | 680.686 | 748.0067 | 760473 | 0.77891 | 0.88674
7839 | 119.3904 | 13.9496 | 673.7888 | 657.1771 | 814703 | 0.77101 | 0.88211
7840 | 119.6964 | 13.9953 | 638.0955 | 407.029 | 820759 | 0.73017 | 0.85742
7841 | 120.5146 | 14.4409 | 606.171 | 119.9279 | 806028 | 0.69364 | 0.8342
7842 | 121.2891 | 14.9082 | 519.5959 | 9.1772 | 827908 | 0.59457 | 0.7652
7843 | 122.2164 | 13.464 | 487.6969 | 17.463 | 811099 | 0.55807 | 0.73727
7844 | 118.8504 | 11.7671 | 433.8328 | 16.6023 | 805400 | 0.49643 | 0.68659
7845 | 115.8303 | 13.898 | 410.9744 | 10.5134 | 794752 | 0.47028 | 0.66362
7846 | 111.2539 | 0.94984 | 401.3412 | 5.3722 | 828091 | 0.45925 | 0.65366
7847 | 111.2122 | 0.83892 | 348.349 | 8.7195 | 831212 | 0.39861 | 0.59562
7848 | 110.6926 | 0.64577 | 315.3119 | 5.3667 | 872390 | 0.36081 | 0.55642
7849 | 111.5972 | 0.58337 | 321.018 | 2.6136 | 794825 | 0.36734 | 0.56337
7850 | 106.1718 | 0.53745 | 344.4969 | 3.0984 | 741023 | 0.39421 | 0.59118
7851 | 102.7883 | 0.56795 | 389.2849 | 0.04356 | 603382 | 0.44546 | 0.64094
7852 | 104.144 | 0.65522 | 415.9189 | 0 | 491067 | 0.47593 | 0.66867
7853 | 104.4667 | 0.77194 | 427.6607 | 0 | 545216 | 0.48937 | 0.68048
7854 | 106.4496 | 1.2071 | 395.0024 | 0 | 865778 | 0.452 | 0.64701
7855 | 108.1627 | 20.0262 | 368.1134 | 0.10147 | 879204 | 0.42123 | 0.61793
7856 | 110.6634 | 21.3289 | 385.1617 | 10.674 | 834847 | 0.44074 | 0.63653
7857 | 115.6174 | 21.3115 | 428.0599 | 135.7683 | 847904 | 0.48983 | 0.68088
7858 | 123.6244 | 20.2524 | 516.1963 | 365.8909 | 858722 | 0.59068 | 0.76229
7859 | 125.4704 | 19.5201 | 561.6718 | 629.0197 | 785662 | 0.64272 | 0.7999
7860 | 123.8198 | 18.5918 | 609.0884 | 667.5712 | 819731 | 0.69698 | 0.83637
7861 | 118.1611 | 14.8873 | 627.7275 | 710.3603 | 812353 | 0.71831 | 0.85
7862 | 115.1562 | 13.7795 | 634.7231 | 712.4115 | 770116 | 0.72631 | 0.85502
7863 | 120.2185 | 12.3103 | 617.0183 | 619.3831 | 773279 | 0.70605 | 0.84221
7864 | 119.4181 | 11.1643 | 607.3209 | 419.354 | 800467 | 0.69496 | 0.83506
7865 | 121.5545 | 11.067 | 620.0964 | 113.9907 | 803531 | 0.70957 | 0.84446
7866 | 122.1367 | 11.6726 | 575.9454 | 9.0712 | 813019 | 0.65905 | 0.81116
7867 | 121.6945 | 10.0913 | 535.5517 | 16.0078 | 805765 | 0.61283 | 0.77864
7868 | 117.1055 | 9.9106 | 492.8272 | 14.4623 | 820860 | 0.56394 | 0.74186
7869 | 113.8886 | 12.3302 | 464.0031 | 11.5792 | 787318 | 0.53096 | 0.71555
7870 | 110.8583 | 0.91977 | 449.2046 | 4.557 | 793891 | 0.51402 | 0.70153
7871 | 108.6038 | 0.87399 | 397.9667 | 7.5722 | 825637 | 0.45539 | 0.65013
7872 | 109.5918 | 0.6451 | 342.167 | 5.9705 | 888378 | 0.39154 | 0.58848
7873 | 107.1076 | 0.49348 | 299.3688 | 3.887 | 832679 | 0.34257 | 0.53659
7874 | 102.4382 | 0.50476 | 264.5675 | 0.47616 | 733150 | 0.30274 | 0.49106
7875 | 101.176 | 1.0483 | 219.1434 | 0.0144 | 612733 | 0.25077 | 0.42653
7876 | 101.5407 | 2.4928 | 190.5775 | 0 | 496354 | 0.21808 | 0.38263
7877 | 102.6765 | 3.9314 | 167.7176 | 0 | 553744 | 0.19192 | 0.34545
7878 | 103.8251 | 5.2246 | 155.609 | 0 | 888520 | 0.17806 | 0.32497
7879 | 104.6626 | 25.0464 | 151.3807 | 0.073936 | 889861 | 0.17322 | 0.31768
7880 | 102.5431 | 25.82 | 209.0568 | 10.3231 | 868376 | 0.23922 | 0.41134
7881 | 103.5713 | 24.231 | 226.9606 | 165.1959 | 877836 | 0.25971 | 0.43808
7882 | 105.8298 | 21.8103 | 264.6787 | 483.1768 | 843316 | 0.30287 | 0.49121
7883 | 106.3909 | 19.6868 | 310.537 | 779.3522 | 828622 | 0.35535 | 0.55055
7884 | 106.8187 | 17.7355 | 379.3169 | 940.5676 | 775457 | 0.43405 | 0.63022
7885 | 102.3485 | 14.5813 | 409.2136 | 972.4449 | 747361 | 0.46826 | 0.66181
7886 | 100.3388 | 15.5554 | 407.0025 | 868.1876 | 758987 | 0.46573 | 0.65953
7887 | 102.8574 | 15.2679 | 437.8568 | 629.6158 | 758590 | 0.50104 | 0.69054
7888 | 103.0876 | 15.225 | 436.7398 | 338.1214 | 834590 | 0.49976 | 0.68945
7889 | 103.6085 | 15.8107 | 464.4699 | 95.1074 | 818399 | 0.53149 | 0.71599
7890 | 102.7735 | 16.1244 | 475.1827 | 8.4647 | 824134 | 0.54375 | 0.72591
7891 | 104.7644 | 14.9025 | 482.7561 | 17.5854 | 822249 | 0.55242 | 0.73281
7892 | 102.9765 | 14.7605 | 471.4822 | 19.5428 | 826366 | 0.53952 | 0.7225
7893 | 101.464 | 17.7042 | 475.686 | 17.2509 | 799754 | 0.54433 | 0.72637
7894 | 99.8958 | 1.0961 | 478.7323 | 11.4598 | 829989 | 0.54781 | 0.72916
7895 | 99.6799 | 0.93092 | 471.5862 | 8.2974 | 844024 | 0.53963 | 0.7226
7896 | 101.7051 | 2.4527 | 475.6264 | 1.3836 | 871630 | 0.54426 | 0.72631
7897 | 100.7842 | 4.0274 | 453.0226 | 0.18912 | 824039 | 0.51839 | 0.70518
7898 | 96.5317 | 5.732 | 420.371 | 0.16032 | 734090 | 0.48103 | 0.67318
7899 | 93.5278 | 7.1447 | 381.8117 | 0.0108 | 631462 | 0.43691 | 0.63292
7900 | 93.9234 | 8.3068 | 339.8878 | 0.03176 | 496624 | 0.38893 | 0.58582
7901 | 94.2645 | 9.4002 | 297.8953 | 0 | 555768 | 0.34088 | 0.53473
7902 | 94.9646 | 10.424 | 295.1672 | 0 | 884776 | 0.33776 | 0.53126
7903 | 94.6553 | 29.8615 | 284.4921 | 0.067413 | 930627 | 0.32554 | 0.51752
7904 | 93.6004 | 30.2868 | 262.1976 | 6.4944 | 887555 | 0.30003 | 0.48784
7905 | 92.8291 | 27.0466 | 198.2498 | 125.2355 | 873460 | 0.22686 | 0.39469
7906 | 93.039 | 22.8905 | 178.0252 | 325.9497 | 861895 | 0.20371 | 0.36245
7907 | 93.4682 | 19.4657 | 173.1356 | 521.2875 | 810352 | 0.19812 | 0.35444
7908 | 94.1859 | 16.6379 | 199.5758 | 671.4638 | 826112 | 0.22837 | 0.39675
7909 | 93.2749 | 12.1549 | 201.8738 | 726.4527 | 825645 | 0.231 | 0.40032
7910 | 93.5521 | 12.9567 | 240.8942 | 696.6495 | 826532 | 0.27565 | 0.45819
7911 | 93.8014 | 12.5183 | 274.751 | 598.6081 | 838153 | 0.3144 | 0.50472
7912 | 92.829 | 13.0151 | 264.0819 | 399.4708 | 862684 | 0.30219 | 0.4904
7913 | 95.3036 | 14.5579 | 216.7209 | 116.9691 | 832527 | 0.24799 | 0.42291
7914 | 95.3481 | 16.1599 | 212.2109 | 8.4364 | 825947 | 0.24283 | 0.41612
7915 | 99.0045 | 14.8206 | 233.7164 | 16.0603 | 823242 | 0.26744 | 0.44791
7916 | 99.345 | 14.7872 | 231.844 | 14.341 | 817274 | 0.2653 | 0.4452
7917 | 99.0507 | 17.6947 | 238.3791 | 9.9585 | 819598 | 0.27278 | 0.45461
7918 | 96.0054 | 1.0964 | 194.7647 | 3.4295 | 813251 | 0.22287 | 0.38924
7919 | 97.2964 | 0.90907 | 160.2198 | 6.6855 | 872702 | 0.18334 | 0.33284
7920 | 99.1441 | 2.2838 | 156.0363 | 6.1082 | 926657 | 0.17855 | 0.3257
7921 | 98.5475 | 4.0307 | 137.4301 | 4.9536 | 826135 | 0.15726 | 0.29313
7922 | 94.3431 | 5.9493 | 147.8637 | 0.77476 | 696058 | 0.1692 | 0.31157
7923 | 93.6183 | 7.6611 | 147.4599 | 0 | 591468 | 0.16874 | 0.31086
7924 | 93.943 | 8.8087 | 161.55 | 0.0168 | 519460 | 0.18486 | 0.33509
7925 | 95.7659 | 9.9877 | 146.8845 | 0 | 567279 | 0.16808 | 0.30986
7926 | 98.6814 | 11.1937 | 142.2243 | 8e-05 | 869119 | 0.16275 | 0.30166
7927 | 102.414 | 30.676 | 159.1184 | 0.10637 | 1000020 | 0.18208 | 0.33097
7928 | 107.7779 | 31.0627 | 156.5784 | 16.5925 | 929415 | 0.17917 | 0.32663
7929 | 116.4497 | 28.9154 | 128.5978 | 233.4103 | 890345 | 0.14715 | 0.27716
7930 | 124.0735 | 25.8449 | 124.9486 | 642.2194 | 867518 | 0.14298 | 0.27047
7931 | 124.3923 | 22.8224 | 104.8487 | 936.6852 | 849007 | 0.11998 | 0.23252
7932 | 121.6224 | 19.8662 | 117.1568 | 1085.4461 | 842760 | 0.13406 | 0.25597
7933 | 115.129 | 16.0649 | 115.7827 | 1108.4914 | 801561 | 0.13249 | 0.25339
7934 | 112.2778 | 17.4582 | 153.2241 | 1034.3692 | 804336 | 0.17533 | 0.32087
7935 | 117.1964 | 17.1542 | 164.1916 | 849.0644 | 807062 | 0.18788 | 0.33955
7936 | 116.4861 | 17.146 | 169.9538 | 506.5742 | 782179 | 0.19448 | 0.34918
7937 | 118.3654 | 17.972 | 161.8545 | 135.7303 | 763960 | 0.18521 | 0.33561
7938 | 119.4977 | 18.9709 | 190.4664 | 8.7562 | 788775 | 0.21795 | 0.38245
7939 | 120.0646 | 17.2736 | 225.9043 | 16.7986 | 754852 | 0.2585 | 0.43653
7940 | 116.5294 | 16.9129 | 219.9014 | 19.0049 | 787625 | 0.25163 | 0.42766
7941 | 113.0205 | 19.476 | 211.501 | 17.7433 | 810043 | 0.24202 | 0.41505
7942 | 109.4852 | 1.1783 | 202.1922 | 11.6098 | 858604 | 0.23137 | 0.40081
7943 | 106.9273 | 1.4004 | 214.6754 | 10.6132 | 912355 | 0.24565 | 0.41984
7944 | 106.5169 | 3.226 | 238.5456 | 7.2111 | 959416 | 0.27297 | 0.45485
7945 | 106.5528 | 4.3677 | 256.0676 | 2.3501 | 890314 | 0.29302 | 0.47945
7946 | 99.4889 | 5.4864 | 257.3103 | 0.8214 | 765817 | 0.29444 | 0.48116
7947 | 98.3813 | 6.5151 | 269.0763 | 0 | 627712 | 0.3079 | 0.49714
7948 | 98.2565 | 7.3573 | 268.5454 | 0 | 520903 | 0.3073 | 0.49643
7949 | 99.1417 | 8.248 | 301.4899 | 0 | 554551 | 0.34499 | 0.53927
7950 | 101.4062 | 9.103 | 354.2134 | 0 | 910270 | 0.40533 | 0.60233
7951 | 105.9292 | 28.3478 | 360.2457 | 0.075367 | 1068253 | 0.41223 | 0.60915
7952 | 110.7207 | 28.695 | 352.3414 | 10.3637 | 1086553 | 0.40318 | 0.6002
7953 | 114.7899 | 26.7364 | 332.3015 | 133.107 | 949237 | 0.38025 | 0.57689
7954 | 123.0259 | 23.7288 | 361.5745 | 318.7651 | 933164 | 0.41375 | 0.61064
7955 | 123.9695 | 20.4901 | 408.0833 | 447.5029 | 839896 | 0.46697 | 0.66065
7956 | 123.1612 | 17.2507 | 372.5998 | 553.8337 | 860366 | 0.42636 | 0.62288
7957 | 116.5773 | 13.1025 | 316.4327 | 616.2388 | 824628 | 0.36209 | 0.55779
7958 | 113.3128 | 13.5291 | 288.5835 | 608.3685 | 823555 | 0.33023 | 0.52282
7959 | 117.1802 | 12.8035 | 247.9881 | 510.3373 | 843959 | 0.28377 | 0.46821
7960 | 116.9876 | 12.6104 | 261.1883 | 305.3826 | 837424 | 0.29888 | 0.48647
7961 | 117.1807 | 13.8897 | 293.4365 | 70.6639 | 861690 | 0.33578 | 0.52905
7962 | 118.0835 | 15.0484 | 319.7396 | 7.5178 | 830894 | 0.36588 | 0.56182
7963 | 119.7696 | 13.4459 | 359.3577 | 15.6751 | 853729 | 0.41121 | 0.60815
7964 | 115.906 | 12.9978 | 386.2939 | 13.7711 | 884807 | 0.44204 | 0.63775
7965 | 113.1731 | 15.5501 | 385.4252 | 8.5109 | 863147 | 0.44104 | 0.63682
7966 | 108.7576 | 1.0828 | 344.1583 | 2.9632 | 912163 | 0.39382 | 0.59079
7967 | 108.3809 | 0.76183 | 354.8653 | 6.8878 | 1006636 | 0.40607 | 0.60307
7968 | 107.109 | 0.69457 | 362.3557 | 5.3503 | 1000585 | 0.41464 | 0.61152
7969 | 106.3686 | 0.77024 | 342.4719 | 5.6323 | 965362 | 0.39189 | 0.58883
7970 | 100.8752 | 1.6932 | 361.3257 | 1.2456 | 778627 | 0.41346 | 0.61036
7971 | 100.3864 | 3.3158 | 380.8636 | 0.01296 | 596274 | 0.43582 | 0.6319
7972 | 100.4057 | 4.6262 | 374.8153 | 0 | 498545 | 0.4289 | 0.62531
7973 | 99.4983 | 5.7198 | 417.4523 | 0 | 558707 | 0.47769 | 0.67023
7974 | 101.4478 | 6.8934 | 506.4611 | 0 | 880913 | 0.57954 | 0.75388
7975 | 105.0792 | 26.4644 | 575.6765 | 0.092122 | 924008 | 0.65875 | 0.81095
7976 | 110.017 | 26.9977 | 599.7537 | 9.3728 | 928056 | 0.6863 | 0.8294
7977 | 115.5083 | 24.3063 | 545.5579 | 148.9679 | 929902 | 0.62428 | 0.78689
7978 | 120.3651 | 20.8572 | 526.21 | 458.5569 | 856920 | 0.60214 | 0.77081
7979 | 119.8184 | 17.9024 | 472.2205 | 770.1293 | 859118 | 0.54036 | 0.72318
7980 | 117.5619 | 15.4145 | 380.4851 | 921.0982 | 836656 | 0.43539 | 0.63149
7981 | 111.7114 | 11.5265 | 307.2867 | 822.3196 | 848337 | 0.35163 | 0.54652
7982 | 111.3419 | 12.7748 | 332.0362 | 598.9951 | 840225 | 0.37995 | 0.57658
7983 | 116.7482 | 12.6835 | 340.8837 | 387.9057 | 823322 | 0.39007 | 0.58698
7984 | 117.7253 | 13.0335 | 318.9346 | 204.6615 | 464971 | 0.36496 | 0.56084
7985 | 119.3426 | 14.0216 | 337.8818 | 48.4609 | 857426 | 0.38664 | 0.58347
7986 | 120.412 | 15.1149 | 351.3588 | 7.647 | 836019 | 0.40206 | 0.59908
7987 | 120.2256 | 13.3548 | 366.9603 | 15.4061 | 840063 | 0.41991 | 0.61665
7988 | 116.0386 | 12.9098 | 379.2107 | 15.8438 | 842103 | 0.43393 | 0.63011
7989 | 111.9668 | 15.4369 | 431.6895 | 10.2377 | 830985 | 0.49398 | 0.68448
7990 | 109.0344 | 1.0824 | 427.7785 | 6.4935 | 835203 | 0.48951 | 0.6806
7991 | 107.3317 | 0.7609 | 430.6375 | 8.1494 | 873954 | 0.49278 | 0.68344
7992 | 107.2453 | 0.68154 | 409.6089 | 6.8482 | 913889 | 0.46871 | 0.66222
7993 | 107.1587 | 0.58477 | 413.9117 | 5.6778 | 874195 | 0.47364 | 0.66663
7994 | 100.7866 | 0.88022 | 424.7647 | 1.3994 | 761295 | 0.48606 | 0.67759
7995 | 99.7866 | 1.5254 | 448.3721 | 0.01368 | 637276 | 0.51307 | 0.70074
7996 | 99.443 | 2.4467 | 466.2078 | 0 | 533949 | 0.53348 | 0.71761
7997 | 100.1749 | 3.445 | 490.4795 | 0 | 568816 | 0.56125 | 0.73977
7998 | 101.83 | 4.0415 | 486.8356 | 8e-05 | 893332 | 0.55708 | 0.7365
7999 | 106.8544 | 22.9185 | 496.4161 | 0.062312 | 931556 | 0.56805 | 0.74505
8000 | 111.6429 | 24.0999 | 518.5232 | 4.8524 | 932008 | 0.59334 | 0.76429
8001 | 115.6167 | 22.0871 | 532.7464 | 146.8339 | 905727 | 0.60962 | 0.7763
8002 | 124.7497 | 18.6971 | 601.5347 | 536.6397 | 889333 | 0.68833 | 0.83074
8003 | 124.1739 | 15.1476 | 619.7042 | 919.6164 | 844728 | 0.70913 | 0.84418
8004 | 122.21 | 12.4942 | 620.5275 | 1108.5953 | 847783 | 0.71007 | 0.84478
8005 | 114.9562 | 7.8424 | 587.6021 | 1184.4516 | 829393 | 0.67239 | 0.82017
8006 | 113.3034 | 8.9022 | 511.7565 | 1133.5926 | 835203 | 0.5856 | 0.75847
8007 | 118.257 | 8.6924 | 519.2561 | 980.2885 | 831927 | 0.59418 | 0.76491
8008 | 116.7235 | 9.1869 | 535.8513 | 606.2141 | 852140 | 0.61317 | 0.77888
8009 | 120.1912 | 10.7393 | 579.8763 | 152.8246 | 848563 | 0.66355 | 0.81422
8010 | 122.3795 | 11.7837 | 691.7493 | 9.344 | 850337 | 0.79157 | 0.89406
8011 | 123.0301 | 10.0431 | 719.31 | 17.741 | 838955 | 0.8231 | 0.91182
8012 | 120.4167 | 9.2952 | 703.5992 | 20.3169 | 845238 | 0.80513 | 0.90178
8013 | 116.4024 | 11.6813 | 713.8109 | 19.0752 | 816950 | 0.81681 | 0.90833
8014 | 112.5808 | 0.94929 | 717.7908 | 12.0641 | 858332 | 0.82137 | 0.91086
8015 | 110.4889 | 0.83852 | 693.0885 | 11.8088 | 855239 | 0.7931 | 0.89494
8016 | 109.8363 | 0.64513 | 663.6877 | 4.3152 | 862258 | 0.75946 | 0.87525
8017 | 110.1431 | 0.52426 | 709.2155 | 5.3887 | 866062 | 0.81155 | 0.90539
8018 | 103.6193 | 0.48272 | 689.3857 | 4.805 | 770298 | 0.78886 | 0.89251
8019 | 103.232 | 0.46614 | 623.9189 | 0.03288 | 643843 | 0.71395 | 0.84724
8020 | 102.4766 | 0.46723 | 584.3021 | 0.00504 | 508835 | 0.66862 | 0.81764
8021 | 103.496 | 0.61414 | 551.9727 | 0 | 569112 | 0.63162 | 0.79211
8022 | 105.622 | 0.82744 | 546.9877 | 0 | 900696 | 0.62592 | 0.78806
8023 | 109.9253 | 19.7902 | 480.7258 | 0 | 919523 | 0.55009 | 0.73097
8024 | 114.951 | 21.1383 | 417.5793 | 10.9989 | 910937 | 0.47783 | 0.67035
8025 | 118.2706 | 19.9512 | 379.3848 | 218.3 | 899887 | 0.43413 | 0.6303
8026 | 124.8139 | 17.8295 | 365.5373 | 713.7956 | 913312 | 0.41828 | 0.61507
8027 | 123.2659 | 15.5579 | 386.8282 | 1029.4198 | 863217 | 0.44265 | 0.63832
8028 | 122.8896 | 13.6106 | 376.7979 | 1198.731 | 837097 | 0.43117 | 0.62748
8029 | 116.3891 | 8.8921 | 277.3791 | 1247.1491 | 861749 | 0.3174 | 0.50819
8030 | 113.2476 | 8.4794 | 264.5443 | 1156.0748 | 814777 | 0.30272 | 0.49103
8031 | 117.805 | 7.9125 | 322.3837 | 968.8899 | 836534 | 0.3689 | 0.56502
8032 | 118.1301 | 7.7569 | 403.4478 | 594.6299 | 831800 | 0.46166 | 0.65585
8033 | 120.4116 | 8.646 | 393.863 | 149.2038 | 799648 | 0.4507 | 0.64581
8034 | 122.1228 | 9.7857 | 330.065 | 10.7786 | 804803 | 0.37769 | 0.57424
8035 | 121.7252 | 8.0928 | 376.682 | 17.6206 | 809533 | 0.43104 | 0.62735
8036 | 117.9956 | 7.9547 | 317.5524 | 20.196 | 792293 | 0.36337 | 0.55916
8037 | 115.3811 | 10.4913 | 311.3065 | 18.9681 | 801391 | 0.35623 | 0.5515
8038 | 111.9502 | 0.9193 | 353.7007 | 12.2966 | 803960 | 0.40474 | 0.60175
8039 | 110.829 | 0.87354 | 377.9589 | 11.8783 | 822970 | 0.4325 | 0.62875
8040 | 111.354 | 0.64472 | 397.9353 | 7.6037 | 359474 | 0.45536 | 0.65009
8041 | 110.1293 | 0.48671 | 397.3066 | 5.8974 | 814807 | 0.45464 | 0.64943
8042 | 103.1578 | 0.42864 | 390.2934 | 1.3504 | 719767 | 0.44661 | 0.64202
8043 | 101.5429 | 0.42044 | 411.6291 | 0.01296 | 596716 | 0.47103 | 0.66429
8044 | 100.1801 | 0.432 | 433.814 | 0.0054 | 502728 | 0.49641 | 0.68658
8045 | 101.0003 | 0.47375 | 378.7244 | 0 | 563076 | 0.43337 | 0.62958
8046 | 101.9704 | 1.1352 | 366.6059 | 0 | 864329 | 0.41951 | 0.61626
8047 | 102.8665 | 20.385 | 317.4335 | 0 | 837232 | 0.36324 | 0.55902
8048 | 102.8241 | 21.0032 | 287.1612 | 13.3676 | 815822 | 0.3286 | 0.52098
8049 | 104.1457 | 18.7173 | 217.7943 | 192.4023 | 775995 | 0.24922 | 0.42452
8050 | 107.1279 | 16.9461 | 205.3723 | 567.4638 | 745436 | 0.23501 | 0.40571
8051 | 107.769 | 14.1415 | 152.1689 | 827.162 | 732478 | 0.17413 | 0.31905
8052 | 107.7746 | 12.8559 | 127.2985 | 961.837 | 746031 | 0.14567 | 0.27478
8053 | 104.9809 | 10.2306 | 90.6437 | 955.6278 | 736083 | 0.10372 | 0.20456
8054 | 101.8265 | 11.3766 | 106.4535 | 798.0161 | 747776 | 0.12181 | 0.23562
8055 | 103.7947 | 10.2299 | 115.9584 | 609.4043 | 721840 | 0.13269 | 0.25372
8056 | 103.0834 | 10.3152 | 130.9523 | 370.771 | 726356 | 0.14985 | 0.28145
8057 | 103.5916 | 10.7972 | 140.7307 | 100.2516 | 694226 | 0.16104 | 0.29901
8058 | 103.9255 | 11.5045 | 161.0723 | 8.8749 | 701914 | 0.18431 | 0.33428
8059 | 105.5969 | 10.0108 | 215.9306 | 17.1117 | 703619 | 0.24709 | 0.42173
8060 | 104.7297 | 9.8188 | 224.1068 | 18.4994 | 698312 | 0.25644 | 0.43388
8061 | 103.7693 | 12.795 | 211.1866 | 14.4766 | 687916 | 0.24166 | 0.41457
8062 | 102.3905 | 1.0817 | 240.2133 | 8.1201 | 692020 | 0.27488 | 0.45723
8063 | 103.0409 | 0.75814 | 243.616 | 9.6065 | 714285 | 0.27877 | 0.46206
8064 | 103.9848 | 0.66154 | 234.4746 | 6.7216 | 776915 | 0.26831 | 0.449
8065 | 103.671 | 0.49081 | 228.2713 | 5.547 | 783770 | 0.26121 | 0.44
8066 | 99.4623 | 0.46278 | 216.5998 | 1.6238 | 713314 | 0.24785 | 0.42273
8067 | 95.5127 | 0.67315 | 263.7653 | 0.03176 | 617503 | 0.30183 | 0.48997
8068 | 95.3218 | 1.2539 | 292.0031 | 0 | 506559 | 0.33414 | 0.52722
8069 | 96.3623 | 2.4849 | 304.7297 | 0 | 548828 | 0.3487 | 0.54333
8070 | 97.3405 | 3.7774 | 294.5547 | 0 | 862396 | 0.33706 | 0.53048
8071 | 95.8312 | 23.5345 | 303.4516 | 0 | 803982 | 0.34724 | 0.54173
8072 | 96.4223 | 24.2696 | 295.3656 | 10.9204 | 770182 | 0.33799 | 0.53151
8073 | 96.2556 | 21.5147 | 314.0484 | 169.3261 | 777546 | 0.35936 | 0.55487
8074 | 95.9092 | 18.3545 | 346.4607 | 425.5179 | 771228 | 0.39645 | 0.59345
8075 | 97.6066 | 15.5113 | 333.8211 | 668.6414 | 707819 | 0.38199 | 0.57869
8076 | 98.083 | 12.9243 | 337.6043 | 773.3855 | 735728 | 0.38632 | 0.58315
8077 | 96.7891 | 8.1597 | 303.16 | 793.6889 | 747462 | 0.34691 | 0.54136
8078 | 97.583 | 8.9551 | 306.5959 | 726.834 | 735655 | 0.35084 | 0.54566
8079 | 97.3728 | 8.696 | 267.433 | 556.0834 | 717899 | 0.30602 | 0.49493
8080 | 96.6647 | 8.9907 | 156.2394 | 319.5174 | 745586 | 0.17878 | 0.32605
8081 | 98.2933 | 10.305 | 90.9075 | 97.7894 | 716915 | 0.10403 | 0.20509
8082 | 99.0914 | 11.6596 | 88.3732 | 8.391 | 708039 | 0.10113 | 0.2
8083 | 102.7691 | 10.1948 | 98.2523 | 16.7711 | 676499 | 0.11243 | 0.21966
8084 | 102.0932 | 10.027 | 101.1497 | 15.8605 | 696520 | 0.11575 | 0.22533
8085 | 102.1152 | 12.8818 | 93.2323 | 13.2475 | 726333 | 0.10669 | 0.20973
8086 | 100.9564 | 1.0817 | 99.6852 | 8.732 | 720225 | 0.11407 | 0.22247
8087 | 101.4702 | 0.75815 | 126.6266 | 9.3943 | 716159 | 0.1449 | 0.27355
8088 | 104.058 | 0.66255 | 146.8287 | 3.0987 | 745791 | 0.16802 | 0.30976
8089 | 102.4557 | 0.4943 | 157.7483 | 0.546 | 764472 | 0.18051 | 0.32863
8090 | 97.1356 | 0.4846 | 195.466 | 0.15744 | 676785 | 0.22367 | 0.39034
8091 | 95.1402 | 0.81656 | 241.0922 | 0.02376 | 566395 | 0.27588 | 0.45848
8092 | 95.4268 | 1.8448 | 268.6446 | 0 | 498239 | 0.30741 | 0.49656
8093 | 96.0572 | 3.1879 | 296.9322 | 8e-05 | 550103 | 0.33978 | 0.53351
8094 | 97.4888 | 4.3788 | 382.2837 | 0 | 862022 | 0.43745 | 0.63343
8095 | 102.0303 | 24.1746 | 438.7981 | 0 | 954233 | 0.50212 | 0.69146
8096 | 106.7551 | 24.8572 | 494.8516 | 3.9433 | 871297 | 0.56626 | 0.74366
8097 | 114.6682 | 23.4333 | 559.4031 | 117.8608 | 805548 | 0.64012 | 0.79809
8098 | 125.122 | 22.1501 | 618.6835 | 367.6037 | 779741 | 0.70796 | 0.84343
8099 | 126.3253 | 17.8051 | 676.6117 | 592.1526 | 754118 | 0.77425 | 0.88401
8100 | 125.2192 | 15.7443 | 757.6404 | 801.3365 | 740890 | 0.86697 | 0.93541
8101 | 118.9176 | 11.9336 | 782.9747 | 915.5538 | 722177 | 0.89596 | 0.95034
8102 | 115.457 | 12.6738 | 770.2686 | 888.1853 | 729224 | 0.88142 | 0.94291
8103 | 120.4116 | 11.619 | 805.901 | 733.7655 | 730203 | 0.92219 | 0.96342
8104 | 121.1947 | 11.648 | 801.3997 | 438.9106 | 764268 | 0.91704 | 0.96088
8105 | 124.1525 | 13.0395 | 801.3131 | 111.5008 | 694958 | 0.91694 | 0.96083
8106 | 127.4591 | 13.6565 | 795.0901 | 11.1512 | 678884 | 0.90982 | 0.9573
8107 | 128.0042 | 12.1573 | 784.3068 | 16.4392 | 637322 | 0.89748 | 0.95111
8108 | 123.9847 | 11.9206 | 789.7055 | 16.7565 | 675651 | 0.90366 | 0.95422
8109 | 121.0303 | 14.7459 | 766.567 | 14.8695 | 684135 | 0.87718 | 0.94073
8110 | 116.6526 | 1.0822 | 730.4444 | 8.0382 | 762040 | 0.83585 | 0.9188
8111 | 114.0187 | 0.75995 | 700.5463 | 9.536 | 786642 | 0.80163 | 0.8998
8112 | 115.9553 | 0.68178 | 639.7309 | 5.3063 | 883709 | 0.73204 | 0.85858
8113 | 113.0431 | 0.62992 | 639.0277 | 5.2942 | 779612 | 0.73124 | 0.85808
8114 | 106.1112 | 1.2902 | 646.8399 | 3.1922 | 714196 | 0.74018 | 0.86359
8115 | 104.1093 | 2.7975 | 631.1979 | 0.01296 | 594066 | 0.72228 | 0.85249
8116 | 105.7799 | 4.0732 | 644.3036 | 0.0288 | 499230 | 0.73727 | 0.8618
8117 | 107.1701 | 5.2288 | 641.5791 | 0 | 542114 | 0.73416 | 0.85988
8118 | 111.2747 | 6.358 | 646.8889 | 0.00612 | 897927 | 0.74023 | 0.86362
8119 | 114.9532 | 25.9731 | 624.268 | 0 | 1043224 | 0.71435 | 0.8475
8120 | 119.249 | 26.5874 | 591.2484 | 7.7311 | 1052301 | 0.67656 | 0.82296
8121 | 123.3626 | 23.7257 | 568.1896 | 170.6255 | 875041 | 0.65018 | 0.80508
8122 | 132.2293 | 19.7863 | 592.9853 | 552.4116 | 845730 | 0.67855 | 0.82428
8123 | 131.3451 | 16.9386 | 571.901 | 929.9351 | 781952 | 0.65442 | 0.808
8124 | 129.9875 | 14.4366 | 568.4375 | 1135.266 | 739429 | 0.65046 | 0.80527
8125 | 123.6329 | 12.1882 | 531.9622 | 1151.6408 | 736918 | 0.60872 | 0.77564
8126 | 121.752 | 13.2548 | 518.7207 | 1029.1064 | 714247 | 0.59357 | 0.76445
8127 | 126.1717 | 12.5545 | 536.0689 | 779.1096 | 752714 | 0.61342 | 0.77907
8128 | 126.0218 | 12.498 | 527.8757 | 438.9554 | 747523 | 0.60405 | 0.77222
8129 | 128.1549 | 14.0455 | 543.2037 | 106.7525 | 785623 | 0.62159 | 0.78496
8130 | 130.3758 | 14.8718 | 554.03 | 14.8065 | 734573 | 0.63398 | 0.79377
8131 | 129.3139 | 13.3657 | 541.559 | 17.6174 | 726718 | 0.6197 | 0.78361
8132 | 125.8596 | 13.1368 | 519.6834 | 20.1825 | 749273 | 0.59467 | 0.76528
8133 | 122.5784 | 15.8828 | 492.3757 | 17.8621 | 771207 | 0.56342 | 0.74146
8134 | 119.3349 | 1.0827 | 433.3016 | 11.7604 | 825446 | 0.49583 | 0.68607
8135 | 116.885 | 0.76722 | 341.1142 | 11.4215 | 941370 | 0.39034 | 0.58725
8136 | 116.2484 | 0.79566 | 316.9694 | 7.4795 | 966332 | 0.36271 | 0.55845
8137 | 114.4899 | 1.5612 | 221.0142 | 5.651 | 925114 | 0.25291 | 0.42931
8138 | 108.8005 | 3.2316 | 159.7575 | 0.98064 | 746700 | 0.18281 | 0.33205
8139 | 108.1293 | 4.3806 | 125.1496 | 0.04536 | 599756 | 0.14321 | 0.27084
8140 | 107.0615 | 5.4487 | 131.816 | 0 | 491489 | 0.15084 | 0.28302
8141 | 106.4288 | 6.5227 | 154.6627 | 0 | 542019 | 0.17698 | 0.32335
8142 | 107.1028 | 7.5331 | 182.5484 | 0 | 855536 | 0.20889 | 0.36979
8143 | 110.7032 | 27.0898 | 164.8038 | 0 | 835136 | 0.18858 | 0.34058
8144 | 117.0239 | 27.6603 | 152.3257 | 4.4369 | 815625 | 0.17431 | 0.31932
8145 | 122.4842 | 26.6562 | 150.2373 | 104.7586 | 774770 | 0.17192 | 0.3157
8146 | 131.9727 | 23.0967 | 189.2156 | 374.6866 | 763840 | 0.21652 | 0.38047
8147 | 131.607 | 21.6214 | 171.034 | 686.2021 | 732179 | 0.19571 | 0.35097
8148 | 130.6842 | 19.1484 | 154.685 | 909.3549 | 732542 | 0.17701 | 0.32338
8149 | 123.1511 | 15.204 | 137.2706 | 941.6834 | 789830 | 0.15708 | 0.29284
8150 | 121.0927 | 17.8041 | 142.7196 | 855.6077 | 758949 | 0.16331 | 0.30253
8151 | 124.5316 | 18.0309 | 166.6064 | 677.2305 | 735055 | 0.19065 | 0.3436
8152 | 124.2749 | 18.1594 | 156.6214 | 374.4074 | 748627 | 0.17922 | 0.32671
8153 | 125.0752 | 18.6271 | 160.3322 | 89.6122 | 729227 | 0.18347 | 0.33303
8154 | 126.1062 | 18.5358 | 161.6334 | 10.6492 | 733756 | 0.18496 | 0.33523
8155 | 125.4991 | 16.7281 | 202.0857 | 17.6662 | 710647 | 0.23125 | 0.40064
8156 | 122.0107 | 16.074 | 215.5193 | 18.5671 | 714307 | 0.24662 | 0.42111
8157 | 118.7193 | 18.5857 | 243.7389 | 17.1527 | 693631 | 0.27891 | 0.46223
8158 | 115.0671 | 1.1108 | 237.5712 | 8.8674 | 718367 | 0.27185 | 0.45345
8159 | 114.5136 | 1.0996 | 228.8285 | 9.4327 | 737999 | 0.26185 | 0.44081
8160 | 114.2124 | 1.8561 | 232.5883 | 4.1202 | 786976 | 0.26615 | 0.44627
8161 | 114.7291 | 3.1427 | 259.3292 | 2.625 | 773131 | 0.29675 | 0.48393
8162 | 108.1337 | 4.584 | 242.3367 | 0.15456 | 740435 | 0.27731 | 0.46024
8163 | 105.4482 | 5.8137 | 227.8392 | 0.04536 | 618277 | 0.26072 | 0.43936
8164 | 106.0848 | 6.7465 | 222.3904 | 0 | 507569 | 0.25448 | 0.43135
8165 | 106.4518 | 7.5956 | 230.4872 | 8e-05 | 546834 | 0.26375 | 0.44323
8166 | 107.8112 | 8.1753 | 216.1276 | 0 | 857328 | 0.24731 | 0.42202
8167 | 111.1416 | 26.8689 | 206.943 | 0 | 804827 | 0.2368 | 0.40811
8168 | 116.6609 | 27.9756 | 173.5122 | 6.6383 | 784748 | 0.19855 | 0.35506
8169 | 123.1629 | 25.6534 | 136.566 | 101.4562 | 761386 | 0.15627 | 0.29158
8170 | 130.5243 | 21.6572 | 154.7451 | 286.7124 | 771463 | 0.17707 | 0.32349
8171 | 131.6095 | 18.1331 | 156.2645 | 473.4869 | 791988 | 0.17881 | 0.32609
8172 | 130.4514 | 15.2082 | 174.608 | 633.6821 | 744308 | 0.1998 | 0.35686
8173 | 122.7914 | 10.2291 | 187.3459 | 725.1969 | 737349 | 0.21438 | 0.37749
8174 | 121.5559 | 10.9952 | 216.0273 | 680.1859 | 716574 | 0.2472 | 0.42187
8175 | 124.8047 | 10.6599 | 268.7168 | 507.1011 | 729084 | 0.30749 | 0.49666
8176 | 124.7893 | 10.9422 | 279.9714 | 308.8257 | 723314 | 0.32037 | 0.51161
8177 | 125.8448 | 12.592 | 252.9807 | 87.7714 | 724111 | 0.28949 | 0.47518
8178 | 128.0218 | 13.9395 | 284.3381 | 8.0545 | 701534 | 0.32537 | 0.51732
8179 | 127.6247 | 12.5094 | 346.5648 | 14.9326 | 726208 | 0.39657 | 0.59357
8180 | 123.5627 | 11.925 | 371.3501 | 9.416 | 702334 | 0.42493 | 0.62151
8181 | 119.952 | 14.452 | 431.5727 | 6.9233 | 697766 | 0.49385 | 0.68436
8182 | 116.9522 | 0.95006 | 413.6057 | 3.4961 | 711159 | 0.47329 | 0.66631
8183 | 116.2563 | 0.84098 | 493.5622 | 7.5601 | 721072 | 0.56478 | 0.74252
8184 | 117.8491 | 0.66009 | 519.5365 | 6.0767 | 788346 | 0.5945 | 0.76515
8185 | 115.2511 | 0.63981 | 527.3776 | 5.4312 | 784805 | 0.60348 | 0.7718
8186 | 110.3282 | 1.3088 | 568.0594 | 1.1864 | 700671 | 0.65003 | 0.80497
8187 | 108.492 | 2.869 | 616.9432 | 0.01304 | 605619 | 0.70597 | 0.84216
8188 | 106.4443 | 4.0805 | 632.7135 | 0 | 486707 | 0.72401 | 0.85358
8189 | 107.0337 | 5.3671 | 602.725 | 0 | 551233 | 0.6897 | 0.83163
8190 | 108.999 | 6.0696 | 669.5827 | 0 | 850320 | 0.7662 | 0.87927
8191 | 110.9756 | 24.9729 | 627.5458 | 0 | 811479 | 0.7181 | 0.84987
8192 | 115.7642 | 26.1688 | 631.797 | 5.1692 | 758753 | 0.72296 | 0.85292
8193 | 124.1686 | 23.8659 | 653.5633 | 135.9897 | 748538 | 0.74787 | 0.86828
8194 | 131.524 | 20.6643 | 640.5446 | 458.3848 | 759906 | 0.73297 | 0.85915
8195 | 131.9214 | 17.3726 | 595.0204 | 739.6224 | 740929 | 0.68088 | 0.82583
8196 | 130.8123 | 14.6961 | 576.1015 | 898.8257 | 698604 | 0.65923 | 0.81128
8197 | 124.7127 | 10.1504 | 548.486 | 966.803 | 792588 | 0.62763 | 0.78928
8198 | 122.7215 | 11.7258 | 568.5549 | 900.9559 | 724794 | 0.6506 | 0.80536
8199 | 126.8595 | 11.9126 | 625.5192 | 764.6111 | 701151 | 0.71578 | 0.8484
8200 | 127.2785 | 12.5426 | 651.9232 | 436.277 | 719323 | 0.74599 | 0.86714
8201 | 128.5061 | 13.5313 | 703.0943 | 109.8772 | 701277 | 0.80455 | 0.90145
8202 | 130.1555 | 14.4152 | 690.0237 | 12.2681 | 691694 | 0.78959 | 0.89293
8203 | 128.1036 | 12.6518 | 686.5667 | 15.6755 | 681464 | 0.78564 | 0.89064
8204 | 123.9036 | 12.2152 | 627.1576 | 17.6708 | 691465 | 0.71765 | 0.84959
8205 | 119.824 | 14.4051 | 535.4289 | 16.8714 | 679477 | 0.61269 | 0.77853
8206 | 116.4745 | 0.9202 | 484.2906 | 10.6063 | 736077 | 0.55417 | 0.7342
8207 | 114.0391 | 0.8749 | 458.0718 | 11.3271 | 765138 | 0.52417 | 0.70998
8208 | 114.3111 | 0.65344 | 396.3849 | 7.5928 | 798647 | 0.45358 | 0.64847
8209 | 112.1426 | 0.52305 | 402.0631 | 5.5181 | 807122 | 0.46008 | 0.65441
8210 | 107.643 | 0.61015 | 380.0955 | 1.3793 | 715160 | 0.43494 | 0.63107
8211 | 105.2403 | 1.0054 | 352.866 | 0.01368 | 605694 | 0.40378 | 0.6008
8212 | 105.1588 | 2.0032 | 356.2852 | 0.0324 | 495794 | 0.4077 | 0.60468
8213 | 104.3715 | 3.1724 | 355.9082 | 0 | 553515 | 0.40726 | 0.60425
8214 | 105.6024 | 4.109 | 350.9118 | 0 | 868019 | 0.40155 | 0.59856
8215 | 107.0813 | 23.7365 | 387.5886 | 8e-05 | 822586 | 0.44352 | 0.63913
8216 | 108.4603 | 24.2978 | 335.1163 | 5.034 | 789736 | 0.38347 | 0.58022
8217 | 108.465 | 22.0414 | 299.5541 | 120.2469 | 731069 | 0.34278 | 0.53683
8218 | 110.9139 | 19.8628 | 328.3861 | 349.1901 | 722139 | 0.37577 | 0.57223
8219 | 112.3025 | 17.3718 | 350.8313 | 573.3975 | 715567 | 0.40146 | 0.59847
8220 | 112.289 | 16.5244 | 360.2434 | 681.8285 | 709062 | 0.41223 | 0.60915
8221 | 106.5506 | 13.6843 | 283.766 | 702.35 | 742319 | 0.32471 | 0.51657
8222 | 105.9218 | 12.8907 | 275.6616 | 623.7069 | 724882 | 0.31544 | 0.50592
8223 | 106.9282 | 11.7581 | 309.1703 | 476.4051 | 694370 | 0.35378 | 0.54886
8224 | 105.2963 | 11.151 | 295.6588 | 241.8749 | 728131 | 0.33832 | 0.53189
8225 | 105.7516 | 12.3415 | 217.6349 | 70.0142 | 718700 | 0.24904 | 0.42428
8226 | 107.3976 | 12.954 | 162.5667 | 11.2617 | 685277 | 0.18602 | 0.33681
8227 | 107.9006 | 11.2881 | 189.1575 | 14.3851 | 700207 | 0.21645 | 0.38038
8228 | 105.2415 | 10.881 | 214.4507 | 12.9249 | 668123 | 0.2454 | 0.4195
8229 | 103.7498 | 13.4678 | 208.9833 | 8.7185 | 671272 | 0.23914 | 0.41123
8230 | 103.2412 | 1.0819 | 246.2161 | 4.6166 | 699582 | 0.28174 | 0.46572
8231 | 103.1791 | 0.75821 | 258.7715 | 8.1586 | 702800 | 0.29611 | 0.48316
8232 | 104.6096 | 0.66242 | 260.5454 | 3.7026 | 810684 | 0.29814 | 0.48559
8233 | 105.8467 | 0.49567 | 302.1575 | 0.7212 | 832806 | 0.34576 | 0.54011
8234 | 101.5494 | 0.47193 | 315.0623 | 0 | 750098 | 0.36052 | 0.55612
8235 | 100.4434 | 0.68341 | 309.865 | 0.04608 | 610180 | 0.35458 | 0.54972
8236 | 99.3182 | 1.2358 | 285.7348 | 0 | 499880 | 0.32697 | 0.51913
8237 | 99.3013 | 2.3198 | 299.1184 | 0 | 555455 | 0.34228 | 0.53628
8238 | 99.8379 | 3.5829 | 303.2536 | 0 | 882734 | 0.34701 | 0.54148
8239 | 99.8194 | 23.3865 | 286.7745 | 8e-05 | 825413 | 0.32816 | 0.52048
8240 | 99.5747 | 24.1088 | 323.5731 | 0.341 | 801599 | 0.37026 | 0.56646
8241 | 98.9591 | 22.0826 | 369.7416 | 27.7889 | 757138 | 0.42309 | 0.61974
8242 | 98.9411 | 19.1587 | 443.6103 | 159.8612 | 755989 | 0.50762 | 0.69614
8243 | 102.0317 | 16.4761 | 445.1614 | 362.6133 | 730740 | 0.5094 | 0.69764
8244 | 101.5393 | 14.137 | 538.2389 | 522.7406 | 704115 | 0.61591 | 0.78086
8245 | 101.1045 | 9.5004 | 565.0725 | 622.6934 | 739970 | 0.64661 | 0.80261
8246 | 99.8817 | 10.302 | 592.639 | 571.9689 | 767116 | 0.67816 | 0.82402
8247 | 100.25 | 9.8082 | 627.7976 | 447.549 | 751168 | 0.71839 | 0.85005
8248 | 101.1038 | 10.115 | 676.614 | 240.4985 | 759733 | 0.77425 | 0.88401
8249 | 102.4724 | 11.111 | 724.9642 | 62.9232 | 756425 | 0.82957 | 0.91538
8250 | 102.8857 | 12.1324 | 729.2434 | 8.3389 | 710220 | 0.83447 | 0.91805
8251 | 104.8257 | 10.5391 | 746.5301 | 16.6892 | 696428 | 0.85425 | 0.9287
8252 | 102.4412 | 10.2749 | 775.9085 | 13.2836 | 708877 | 0.88787 | 0.94623
8253 | 101.8536 | 13.0353 | 797.8179 | 6.9292 | 658852 | 0.91294 | 0.95885
8254 | 100.5945 | 1.0818 | 771.0049 | 1.5178 | 686809 | 0.88226 | 0.94335
8255 | 102.1653 | 0.75817 | 754.6406 | 6.3323 | 818591 | 0.86353 | 0.93361
8256 | 104.5492 | 0.66245 | 728.7701 | 3.504 | 770397 | 0.83393 | 0.91776
8257 | 103.2121 | 0.49582 | 722.17 | 0.73752 | 722170 | 0.82638 | 0.91362
8258 | 98.5857 | 0.48476 | 734.5365 | 0.0644 | 638805 | 0.84053 | 0.92134
8259 | 96.6355 | 0.78263 | 708.9463 | 0 | 538821 | 0.81125 | 0.90522
8260 | 97.2351 | 1.7923 | 691.2838 | 0 | 497219 | 0.79103 | 0.89375
8261 | 99.4518 | 3.0285 | 672.5726 | 0 | 538676 | 0.76962 | 0.88129
8262 | 103.3785 | 4.2865 | 645.2207 | 0 | 859997 | 0.73832 | 0.86245
8263 | 108.9222 | 23.9887 | 650.4832 | 0 | 968625 | 0.74435 | 0.86613
8264 | 116.0088 | 24.6264 | 673.9374 | 5.6384 | 866607 | 0.77118 | 0.88221
8265 | 120.7947 | 22.5163 | 676.6559 | 143.1788 | 756940 | 0.7743 | 0.88404
8266 | 133.6479 | 19.5524 | 723.2498 | 435.6698 | 746618 | 0.82761 | 0.9143
8267 | 134.8275 | 16.6557 | 741.9697 | 620.2033 | 759612 | 0.84903 | 0.92591
8268 | 134.8696 | 14.3398 | 733.0092 | 739.9121 | 731185 | 0.83878 | 0.92039
8269 | 127.9851 | 10.0541 | 678.1335 | 734.6148 | 717873 | 0.77599 | 0.88503
8270 | 126.2307 | 11.0359 | 689.5503 | 704.5851 | 719145 | 0.78905 | 0.89261
8271 | 131.8023 | 10.4512 | 694.3327 | 517.1047 | 701098 | 0.79452 | 0.89575
8272 | 132.5762 | 10.6069 | 679.875 | 294.989 | 718715 | 0.77798 | 0.88619
8273 | 134.7863 | 11.6984 | 708.5186 | 64.8748 | 734391 | 0.81076 | 0.90495
8274 | 136.4947 | 12.5745 | 717.9257 | 15.3113 | 694877 | 0.82152 | 0.91094
8275 | 135.1201 | 11.106 | 729.9756 | 17.1051 | 671141 | 0.83531 | 0.91851
8276 | 129.8836 | 10.9185 | 719.3518 | 14.7394 | 699712 | 0.82315 | 0.91184
8277 | 124.457 | 13.7333 | 722.5447 | 10.7272 | 700958 | 0.82681 | 0.91386
8278 | 120.3936 | 1.082 | 713.5153 | 5.7956 | 754774 | 0.81647 | 0.90814
8279 | 117.8595 | 0.75832 | 692.7275 | 8.6018 | 792358 | 0.79269 | 0.8947
8280 | 117.866 | 0.66395 | 653.0843 | 6.2537 | 870413 | 0.74732 | 0.86794
8281 | 116.2748 | 0.50887 | 656.98 | 2.9865 | 781830 | 0.75178 | 0.87064
8282 | 112.1369 | 0.60155 | 607.9653 | 0.01656 | 696240 | 0.69569 | 0.83554
8283 | 110.4843 | 1.4525 | 558.675 | 0.0306 | 604891 | 0.63929 | 0.79751
8284 | 109.6898 | 2.7268 | 498.2209 | 0 | 482637 | 0.57011 | 0.74665
8285 | 109.5863 | 3.9116 | 478.0812 | 0 | 552086 | 0.54707 | 0.72856
8286 | 111.3387 | 5.0427 | 463.4377 | 0 | 883306 | 0.53031 | 0.71502
8287 | 115.0403 | 24.8168 | 476.2842 | 0 | 1049770 | 0.54501 | 0.72692
8288 | 121.1018 | 25.4603 | 486.2853 | 3.6578 | 1040826 | 0.55645 | 0.736
8289 | 128.4057 | 23.3433 | 471.7446 | 108.8821 | 866431 | 0.53982 | 0.72274
8290 | 138.0728 | 20.2303 | 506.1173 | 398.5868 | 816684 | 0.57915 | 0.75358
8291 | 139.0356 | 17.5879 | 501.9197 | 673.0309 | 774399 | 0.57435 | 0.74991
8292 | 136.9438 | 15.3953 | 522.2655 | 861.5338 | 756419 | 0.59763 | 0.76747
8293 | 130.7642 | 11.1064 | 485.1778 | 985.8842 | 744041 | 0.55519 | 0.735
8294 | 128.1026 | 12.1212 | 459.8481 | 953.4581 | 727565 | 0.5262 | 0.71165
8295 | 133.8947 | 11.8734 | 483.569 | 795.413 | 751442 | 0.55335 | 0.73355
8296 | 133.5991 | 11.8781 | 516.8259 | 472.1206 | 754371 | 0.5914 | 0.76283
8297 | 137.5631 | 12.7547 | 541.3923 | 118.5371 | 753505 | 0.61951 | 0.78347
8298 | 139.3823 | 13.616 | 531.6751 | 7.7965 | 727370 | 0.60839 | 0.7754
8299 | 138.6378 | 12.2655 | 523.7341 | 17.3231 | 744546 | 0.59931 | 0.76872
8300 | 133.1104 | 12.1497 | 498.8837 | 19.3887 | 675579 | 0.57087 | 0.74723
8301 | 128.241 | 15.0321 | 477.8965 | 17.2724 | 775303 | 0.54686 | 0.72839
8302 | 122.764 | 1.0824 | 468.5775 | 11.0195 | 835383 | 0.53619 | 0.71981
8303 | 120.9988 | 0.76038 | 422.7547 | 10.6127 | 971115 | 0.48376 | 0.67558
8304 | 120.0999 | 0.69724 | 411.0866 | 7.4096 | 962628 | 0.47041 | 0.66374
8305 | 120.808 | 0.82196 | 433.193 | 5.9453 | 890606 | 0.4957 | 0.68596
8306 | 116.2012 | 2.2937 | 449.6157 | 1.7398 | 739595 | 0.51449 | 0.70193
8307 | 116.0287 | 3.9285 | 522.9865 | 0.42396 | 600811 | 0.59845 | 0.76808
8308 | 115.1897 | 5.2489 | 575.5821 | 0.00192 | 486906 | 0.65864 | 0.81088
8309 | 114.4855 | 6.3652 | 570.2347 | 0.00576 | 529426 | 0.65252 | 0.80669
8310 | 114.9207 | 7.6086 | 535.5807 | 0 | 846395 | 0.61286 | 0.77866
8311 | 117.3801 | 27.1707 | 503.6969 | 8e-05 | 833397 | 0.57638 | 0.75146
8312 | 119.3666 | 27.7935 | 501.3205 | 4.13 | 796698 | 0.57366 | 0.74938
8313 | 130.1731 | 25.5687 | 500.0576 | 143.4055 | 732886 | 0.57221 | 0.74827
8314 | 138.0238 | 22.139 | 545.8316 | 533.4776 | 742259 | 0.62459 | 0.78711
8315 | 137.9259 | 19.2016 | 486.7849 | 892.2555 | 717073 | 0.55703 | 0.73645
8316 | 136.9243 | 16.637 | 497.4701 | 1092.0364 | 742551 | 0.56925 | 0.74599
8317 | 130.331 | 13.0033 | 466.2645 | 1179.0347 | 745417 | 0.53355 | 0.71766
8318 | 128.491 | 15.1034 | 434.5593 | 1124.9053 | 742039 | 0.49727 | 0.68731
8319 | 133.2887 | 15.3154 | 444.3125 | 948.1052 | 729854 | 0.50843 | 0.69682
8320 | 133.3456 | 16.0004 | 461.309 | 582.5389 | 763116 | 0.52787 | 0.71303
8321 | 135.1863 | 16.7125 | 479.8437 | 153.3707 | 756493 | 0.54908 | 0.73017
8322 | 136.2035 | 17.1531 | 507.6557 | 17.7168 | 722388 | 0.58091 | 0.75492
8323 | 134.778 | 15.5573 | 505.3162 | 23.1138 | 733334 | 0.57823 | 0.75288
8324 | 131.3234 | 15.2328 | 460.8992 | 25.7599 | 715619 | 0.52741 | 0.71264
8325 | 127.2993 | 17.8416 | 418.6469 | 19.8763 | 693136 | 0.47906 | 0.67144
8326 | 123.5027 | 1.0919 | 362.8115 | 12.2321 | 739616 | 0.41516 | 0.61203
8327 | 120.3504 | 0.87273 | 305.5016 | 12.9186 | 778567 | 0.34958 | 0.54429
8328 | 122.3905 | 1.7267 | 250.5846 | 6.3908 | 826695 | 0.28674 | 0.47184
8329 | 121.1674 | 3.1804 | 209.7054 | 4.2001 | 805506 | 0.23997 | 0.41233
8330 | 115.4621 | 4.8025 | 208.4689 | 4.6981 | 743600 | 0.23855 | 0.41044
8331 | 115.4898 | 6.1351 | 211.0855 | 0.41148 | 611284 | 0.24154 | 0.41442
8332 | 116.7383 | 7.25 | 153.2926 | 0.00192 | 499405 | 0.17541 | 0.32099
8333 | 115.7703 | 8.1938 | 117.5681 | 0.00576 | 549250 | 0.13453 | 0.25675
8334 | 116.8293 | 8.8699 | 104.1565 | 0 | 852395 | 0.11919 | 0.23118
8335 | 119.4852 | 27.5828 | 101.7436 | 0 | 784258 | 0.11642 | 0.22649
8336 | 121.2305 | 28.767 | 73.8247 | 6.9537 | 789421 | 0.084477 | 0.17016
8337 | 130.1419 | 26.8952 | 52.6719 | 180.2548 | 774664 | 0.060272 | 0.12475
8338 | 137.6539 | 24.5846 | 75.2668 | 498.3233 | 753725 | 0.086128 | 0.17317
8339 | 138.764 | 21.4559 | 63.4397 | 753.1544 | 747870 | 0.072594 | 0.14817
8340 | 138.0382 | 18.2785 | 50.554 | 865.5701 | 692689 | 0.057849 | 0.12006
8341 | 133.4138 | 14.6643 | 17.9275 | 899.9121 | 712331 | 0.020514 | 0.044472
8342 | 130.6167 | 17.1811 | 22.0047 | 750.6244 | 733335 | 0.02518 | 0.054285
8343 | 135.1323 | 16.6931 | 20.4596 | 476.2679 | 736985 | 0.023412 | 0.050579
8344 | 135.6358 | 15.7601 | 17.3548 | 260.519 | 744018 | 0.019859 | 0.043086
8345 | 137.5845 | 16.7364 | 10.7694 | 75.8067 | 751793 | 0.012323 | 0.026979
8346 | 138.6887 | 17.5204 | 11.7452 | 14.1221 | 744364 | 0.01344 | 0.029384
8347 | 137.1183 | 15.8956 | 21.6025 | 18.7954 | 742485 | 0.02472 | 0.053322
8348 | 131.7993 | 15.0436 | 29.2921 | 20.5623 | 726420 | 0.033519 | 0.071555
8349 | 127.3157 | 17.3523 | 31.0795 | 17.927 | 683001 | 0.035564 | 0.075739
8350 | 123.3536 | 0.95935 | 37.5355 | 10.876 | 733755 | 0.042952 | 0.090687
8351 | 121.4401 | 0.91253 | 50.6432 | 11.4484 | 725540 | 0.057951 | 0.12026
8352 | 122.642 | 1.2662 | 68.3553 | 7.9229 | 815854 | 0.078219 | 0.15865
8353 | 121.941 | 2.5329 | 106.5214 | 0.96168 | 779045 | 0.12189 | 0.23575
8354 | 117.8292 | 3.8274 | 116.1639 | 0.57456 | 697284 | 0.13293 | 0.25411
8355 | 116.0409 | 5.0324 | 138.0677 | 0.4272 | 584426 | 0.15799 | 0.29427
8356 | 114.3803 | 6.0064 | 186.607 | 0.00192 | 498368 | 0.21353 | 0.37631
8357 | 113.7908 | 6.9663 | 156.9347 | 0.01632 | 548659 | 0.17958 | 0.32724
8358 | 115.3589 | 7.3644 | 191.4519 | 0 | 849643 | 0.21908 | 0.38402
8359 | 117.7751 | 25.9973 | 199.3014 | 0 | 814515 | 0.22806 | 0.39633
8360 | 119.3502 | 27.3588 | 245.6793 | 4.6835 | 787818 | 0.28113 | 0.46497
8361 | 128.2182 | 26.5552 | 260.7872 | 141.5235 | 744553 | 0.29842 | 0.48592
8362 | 136.777 | 24.2874 | 293.0591 | 496.6555 | 742495 | 0.33535 | 0.52857
8363 | 137.0914 | 21.4168 | 351.8987 | 774.8115 | 700789 | 0.40268 | 0.59969
8364 | 136.6785 | 18.1158 | 408.3973 | 738.465 | 675625 | 0.46733 | 0.66097
8365 | 130.0321 | 14.3036 | 391.8319 | 737.9738 | 676344 | 0.44837 | 0.64365
8366 | 127.4986 | 15.1481 | 357.1265 | 646.4965 | 673200 | 0.40866 | 0.60563
8367 | 131.9387 | 15.0715 | 350.6981 | 469.5355 | 685321 | 0.4013 | 0.59832
8368 | 131.0435 | 15.1133 | 379.0855 | 219.647 | 709466 | 0.43379 | 0.62997
8369 | 132.9843 | 15.8335 | 362.5245 | 63.1771 | 711407 | 0.41484 | 0.61171
8370 | 132.6804 | 16.3197 | 412.8918 | 7.5196 | 705326 | 0.47247 | 0.66558
8371 | 129.2188 | 14.8867 | 412.1226 | 19.7279 | 722692 | 0.47159 | 0.6648
8372 | 123.7992 | 14.7347 | 468.2518 | 21.3036 | 704877 | 0.53582 | 0.71951
8373 | 120.1622 | 17.2644 | 484.507 | 17.0603 | 653631 | 0.55442 | 0.7344
8374 | 116.6103 | 0.93152 | 470.6902 | 9.0321 | 708081 | 0.53861 | 0.72177
8375 | 116.4214 | 1.0157 | 458.5949 | 7.8931 | 735274 | 0.52477 | 0.71047
8376 | 117.0016 | 1.9508 | 407.9454 | 1.5669 | 756724 | 0.46681 | 0.66051
8377 | 116.7236 | 4.0208 | 477.1769 | 2.1207 | 762588 | 0.54603 | 0.72773
8378 | 112.3706 | 5.9963 | 559.9774 | 2.4961 | 677325 | 0.64078 | 0.79855
8379 | 108.4559 | 7.966 | 618.2147 | 1.4631 | 582170 | 0.70742 | 0.84309
8380 | 107.6902 | 9.3357 | 628.4795 | 0.064605 | 495572 | 0.71917 | 0.85054
8381 | 106.7753 | 10.5762 | 607.6245 | 0 | 532136 | 0.6953 | 0.83528
8382 | 107.6614 | 11.786 | 600.5454 | 0 | 821415 | 0.6872 | 0.82999
8383 | 109.4432 | 31.3077 | 618.3501 | 0 | 799961 | 0.70758 | 0.84319
8384 | 109.3226 | 31.7686 | 645.1846 | 1.9223 | 766162 | 0.73828 | 0.86242
8385 | 110.5437 | 29.6657 | 660.3706 | 81.3739 | 720852 | 0.75566 | 0.87298
8386 | 113.9993 | 26.5969 | 719.5247 | 354.8743 | 734276 | 0.82335 | 0.91195
8387 | 116.0722 | 24.0459 | 741.6323 | 617.24 | 690290 | 0.84865 | 0.92571
8388 | 116.2591 | 21.9064 | 726.4017 | 761.5119 | 696665 | 0.83122 | 0.91628
8389 | 111.3011 | 17.8518 | 669.2806 | 837.1682 | 719823 | 0.76586 | 0.87906
8390 | 109.8755 | 18.7336 | 613.8987 | 756.9508 | 761512 | 0.70248 | 0.83992
8391 | 110.0701 | 18.27 | 656.593 | 626.3187 | 731317 | 0.75134 | 0.87037
8392 | 109.9863 | 18.323 | 675.8846 | 368.7816 | 703323 | 0.77341 | 0.88352
8393 | 111.7353 | 19.3605 | 719.2362 | 91.1174 | 739891 | 0.82302 | 0.91177
8394 | 111.9615 | 20.0515 | 760.6538 | 10.9175 | 686231 | 0.87041 | 0.93721
8395 | 113.7343 | 18.4036 | 743.5628 | 19.6475 | 690086 | 0.85086 | 0.92689
8396 | 112.6709 | 17.9867 | 720.3887 | 19.6225 | 706456 | 0.82434 | 0.9125
8397 | 111.2944 | 20.4422 | 671.9567 | 16.4362 | 644517 | 0.76892 | 0.88087
8398 | 109.8269 | 1.3494 | 731.8824 | 10.1362 | 664023 | 0.83749 | 0.91969
8399 | 110.0542 | 2.2854 | 679.7322 | 8.7073 | 686810 | 0.77782 | 0.8861
8400 | 111.7937 | 4.3048 | 637.4155 | 6.4413 | 756292 | 0.72939 | 0.85693
8401 | 110.7765 | 5.4233 | 677.9618 | 4.8726 | 748499 | 0.77579 | 0.88491
8402 | 108.0858 | 6.3877 | 698.6875 | 1.3786 | 648868 | 0.79951 | 0.8986
8403 | 105.9561 | 7.3087 | 668.6427 | 0.41892 | 564056 | 0.76513 | 0.87863
8404 | 103.4331 | 8.3013 | 652.4556 | 0.0146 | 465409 | 0.7466 | 0.86751
8405 | 103.8096 | 9.0578 | 631.3557 | 0 | 515795 | 0.72246 | 0.85261
8406 | 103.8862 | 9.9841 | 570.7817 | 0 | 791908 | 0.65314 | 0.80712
8407 | 103.4679 | 29.1093 | 506.9635 | 0 | 379848 | 0.58012 | 0.75432
8408 | 103.9507 | 29.711 | 485.448 | 2.6164 | 765727 | 0.5555 | 0.73525
8409 | 103.627 | 27.7043 | 456.4297 | 110.8353 | 738247 | 0.52229 | 0.70842
8410 | 101.8632 | 24.6104 | 465.1341 | 421.6898 | 732797 | 0.53225 | 0.71661
8411 | 102.0804 | 22.4304 | 507.0005 | 724.2945 | 694241 | 0.58016 | 0.75435
8412 | 102.0894 | 19.6299 | 537.3761 | 941.598 | 683853 | 0.61492 | 0.78015
8413 | 101.6605 | 16.3668 | 487.4986 | 1085.2111 | 692268 | 0.55784 | 0.73709
8414 | 102.1784 | 18.113 | 431.6816 | 1080.8944 | 721608 | 0.49397 | 0.68447
8415 | 103.2711 | 18.4441 | 431.1329 | 873.4971 | 743726 | 0.49334 | 0.68393
8416 | 104.0427 | 18.5652 | 467.7836 | 527.6779 | 760433 | 0.53528 | 0.71907
8417 | 105.6287 | 19.2602 | 479.4517 | 136.9249 | 703961 | 0.54864 | 0.72981
8418 | 107.6513 | 19.4144 | 463.3345 | 14.763 | 679648 | 0.53019 | 0.71492
8419 | 111.5482 | 17.7458 | 476.8329 | 22.8871 | 678398 | 0.54564 | 0.72742
8420 | 111.2277 | 16.6552 | 478.6113 | 24.992 | 663945 | 0.54767 | 0.72905
8421 | 111.2486 | 18.722 | 441.3421 | 20.8698 | 678406 | 0.50503 | 0.69394
8422 | 109.1932 | 1.1098 | 420.8769 | 12.3847 | 710586 | 0.48161 | 0.67369
8423 | 110.3368 | 0.88717 | 420.344 | 12.0084 | 706742 | 0.481 | 0.67315
8424 | 111.4803 | 1.2117 | 429.7421 | 7.4712 | 722635 | 0.49175 | 0.68255
8425 | 109.7497 | 2.4628 | 380.4011 | 5.568 | 711908 | 0.43529 | 0.6314
8426 | 103.7886 | 3.5216 | 395.1399 | 1.4011 | 615091 | 0.45216 | 0.64715
8427 | 102.0892 | 4.6288 | 397.8389 | 0.43956 | 541652 | 0.45525 | 0.64999
8428 | 103.1734 | 5.6336 | 376.9379 | 0.00768 | 472772 | 0.43133 | 0.62763
8429 | 104.6972 | 6.4339 | 398.8862 | 0 | 513776 | 0.45644 | 0.65109
8430 | 107.5426 | 7.3938 | 374.7371 | 0 | 814930 | 0.42881 | 0.62523
8431 | 110.0751 | 26.8674 | 380.5142 | 8e-05 | 906887 | 0.43542 | 0.63152
8432 | 117.808 | 27.4046 | 326.6538 | 2.2517 | 892026 | 0.37379 | 0.57016
8433 | 124.1744 | 25.7433 | 326.968 | 78.6266 | 813754 | 0.37415 | 0.57054
8434 | 135.0788 | 22.9551 | 356.1872 | 302.5534 | 745590 | 0.40758 | 0.60457
8435 | 138.5616 | 19.426 | 374.0386 | 564.5774 | 699016 | 0.42801 | 0.62446
8436 | 138.3511 | 16.9967 | 367.0805 | 768.1303 | 684547 | 0.42005 | 0.61679
8437 | 132.0828 | 13.1994 | 359.9869 | 801.1702 | 686788 | 0.41193 | 0.60886
8438 | 129.7161 | 14.1754 | 338.1836 | 684.6973 | 687508 | 0.38698 | 0.58382
8439 | 134.0159 | 13.5854 | 339.8939 | 491.8159 | 651966 | 0.38894 | 0.58583
8440 | 133.0507 | 13.0361 | 336.5608 | 261.5137 | 713514 | 0.38513 | 0.58192
8441 | 132.7453 | 14.0777 | 343.0024 | 62.8749 | 742098 | 0.3925 | 0.58945
8442 | 133.922 | 15.0165 | 390.6781 | 11.3378 | 707846 | 0.44705 | 0.64243
8443 | 132.1984 | 13.5042 | 481.8378 | 18.8324 | 678774 | 0.55137 | 0.73198
8444 | 127.0248 | 13.0734 | 488.5495 | 20.014 | 668458 | 0.55905 | 0.73804
8445 | 123.0989 | 15.6247 | 529.1488 | 17.5828 | 682249 | 0.6055 | 0.77329
8446 | 118.9783 | 1.0826 | 517.5829 | 9.7365 | 755561 | 0.59227 | 0.76348
8447 | 118.7759 | 0.76262 | 559.8452 | 9.9696 | 743532 | 0.64063 | 0.79845
8448 | 118.8335 | 0.72123 | 586.3724 | 5.571 | 883083 | 0.67098 | 0.81923
8449 | 118.3864 | 0.89417 | 584.0343 | 2.2177 | 805122 | 0.66831 | 0.81743
8450 | 113.2077 | 2.2584 | 560.9509 | 1.1063 | 701366 | 0.64189 | 0.79933
8451 | 111.3521 | 3.8335 | 531.4144 | 0.4128 | 585597 | 0.6081 | 0.77519
8452 | 111.0609 | 5.0694 | 559.8796 | 0.01272 | 492346 | 0.64067 | 0.79847
8453 | 110.3377 | 6.1843 | 548.3197 | 0 | 542886 | 0.62744 | 0.78914
8454 | 111.8996 | 7.3648 | 543.1946 | 0 | 898824 | 0.62158 | 0.78495
8455 | 114.2476 | 26.8112 | 564.3241 | 0 | 1050706 | 0.64575 | 0.80202
8456 | 116.1594 | 27.5607 | 580.1582 | 1.3486 | 1060507 | 0.66387 | 0.81444
8457 | 126.3827 | 25.385 | 604.5265 | 75.1972 | 895500 | 0.69176 | 0.83297
8458 | 135.7995 | 22.3354 | 681.4486 | 325.7657 | 846241 | 0.77978 | 0.88724
8459 | 137.244 | 19.4915 | 716.0477 | 618.7625 | 750111 | 0.81937 | 0.90975
8460 | 136.7182 | 17.2484 | 674.6451 | 820.39 | 721785 | 0.77199 | 0.88269
8461 | 129.3306 | 12.9987 | 600.5632 | 948.4417 | 713416 | 0.68722 | 0.83001
8462 | 125.2814 | 13.9539 | 623.1128 | 938.7237 | 755344 | 0.71303 | 0.84666
8463 | 130.4582 | 13.5003 | 610.9466 | 789.0365 | 774259 | 0.6991 | 0.83775
8464 | 130.3894 | 13.5663 | 603.0056 | 487.0731 | 684598 | 0.69002 | 0.83184
8465 | 131.5766 | 14.4088 | 602.3977 | 126.4632 | 706653 | 0.68932 | 0.83138
8466 | 133.8257 | 15.329 | 611.8723 | 14.6254 | 683502 | 0.70016 | 0.83843
8467 | 133.0027 | 13.7386 | 637.437 | 23.7215 | 736178 | 0.72942 | 0.85695
8468 | 129.2959 | 13.3189 | 631.2578 | 25.6377 | 727026 | 0.72235 | 0.85254
8469 | 127.3238 | 15.9684 | 594.4754 | 17.2367 | 721236 | 0.68026 | 0.82541
8470 | 124.4108 | 1.0828 | 505.3978 | 9.0849 | 803303 | 0.57833 | 0.75295
8471 | 122.02 | 0.76464 | 458.3553 | 10.0651 | 924802 | 0.52449 | 0.71024
8472 | 121.4562 | 0.72742 | 473.2695 | 7.3232 | 940712 | 0.54156 | 0.72415
8473 | 121.101 | 0.88588 | 480.5472 | 5.8006 | 908632 | 0.54989 | 0.73081
8474 | 116.7543 | 2.0255 | 520.1201 | 1.8691 | 743479 | 0.59517 | 0.76565
8475 | 114.5639 | 3.3713 | 533.4148 | 0.3984 | 603186 | 0.61039 | 0.77686
8476 | 114.2969 | 4.4998 | 522.0412 | 0.03252 | 489646 | 0.59737 | 0.76728
8477 | 115.0557 | 5.4239 | 483.3416 | 0 | 536863 | 0.55309 | 0.73334
8478 | 115.943 | 6.5136 | 470.3711 | 0 | 844159 | 0.53824 | 0.72147
8479 | 118.3149 | 26.0589 | 413.3706 | 0 | 829262 | 0.47302 | 0.66607
8480 | 121.2482 | 26.6905 | 341.6375 | 4.0062 | 768317 | 0.39093 | 0.58786
8481 | 130.2127 | 24.9207 | 305.1058 | 162.5744 | 747200 | 0.34913 | 0.5438
8482 | 138.8561 | 21.6332 | 295.6767 | 560.8125 | 738267 | 0.33834 | 0.53191
8483 | 138.9322 | 18.9595 | 258.4262 | 908.6866 | 702431 | 0.29572 | 0.48269
8484 | 137.2923 | 17.0826 | 224.814 | 1097.7741 | 732072 | 0.25725 | 0.43493
8485 | 131.0898 | 12.1149 | 185.1965 | 1107.7141 | 758003 | 0.21192 | 0.37405
8486 | 128.6732 | 12.4708 | 192.1913 | 966.5655 | 726138 | 0.21992 | 0.38518
8487 | 133.0755 | 11.5168 | 162.7241 | 733.4278 | 721247 | 0.1862 | 0.33708
8488 | 133.2642 | 11.5216 | 142.0368 | 381.8114 | 721077 | 0.16253 | 0.30132
8489 | 135.1584 | 12.6155 | 151.1013 | 96.8829 | 700403 | 0.1729 | 0.3172
8490 | 134.8069 | 13.7054 | 160.1193 | 14.8769 | 706820 | 0.18322 | 0.33267
8491 | 132.4182 | 12.4512 | 215.3678 | 25.039 | 718821 | 0.24644 | 0.42088
8492 | 127.9847 | 12.4847 | 197.3089 | 30.3444 | 700503 | 0.22578 | 0.39322
8493 | 124.3548 | 15.4957 | 190.7305 | 24.5667 | 710732 | 0.21825 | 0.38287
8494 | 122.0492 | 1.0831 | 224.6816 | 15.573 | 712413 | 0.2571 | 0.43473
8495 | 120.6393 | 0.7702 | 218.1044 | 10.7296 | 744853 | 0.24958 | 0.42498
8496 | 120.9929 | 0.86295 | 337.1899 | 2.851 | 819959 | 0.38585 | 0.58266
8497 | 118.7979 | 2.1733 | 369.812 | 0.5352 | 830413 | 0.42317 | 0.61981
8498 | 112.2435 | 4.4357 | 393.0405 | 0.9204 | 723996 | 0.44976 | 0.64493
8499 | 111.1011 | 6.4954 | 373.5552 | 0.46908 | 607608 | 0.42746 | 0.62393
8500 | 112.214 | 7.8568 | 438.298 | 0.00192 | 504727 | 0.50154 | 0.69097
8501 | 112.3345 | 9.148 | 456.1629 | 0 | 551092 | 0.52199 | 0.70817
8502 | 113.9476 | 9.9932 | 444.2129 | 8e-05 | 850811 | 0.50831 | 0.69673
8503 | 116.5147 | 28.9329 | 400.1806 | 0 | 818324 | 0.45793 | 0.65245
8504 | 120.6168 | 30.2027 | 370.2447 | 2.3537 | 784126 | 0.42367 | 0.62029
8505 | 127.9815 | 28.8087 | 351 | 104.2549 | 750726 | 0.40165 | 0.59867
8506 | 137.5595 | 26.0703 | 345.9922 | 391.3303 | 762416 | 0.39592 | 0.59291
8507 | 137.8765 | 23.4064 | 314.62 | 703.512 | 745345 | 0.36002 | 0.55558
8508 | 136.6117 | 20.997 | 326.9444 | 953.5108 | 708212 | 0.37412 | 0.57051
8509 | 128.6235 | 16.6103 | 308.7648 | 1093.1891 | 737203 | 0.35332 | 0.54835
8510 | 125.8413 | 17.3119 | 347.6724 | 1111.3975 | 704233 | 0.39784 | 0.59485
8511 | 128.4322 | 17.0928 | 378.7913 | 970.0451 | 687953 | 0.43345 | 0.62965
8512 | 128.2039 | 17.0687 | 371.9648 | 605.098 | 736631 | 0.42564 | 0.62219
8513 | 130.5142 | 18.1755 | 407.3585 | 168.3764 | 729353 | 0.46614 | 0.6599
8514 | 131.3051 | 18.7671 | 419.6087 | 13.4736 | 713755 | 0.48016 | 0.67241
8515 | 130.5479 | 17.3607 | 400.1324 | 22.6123 | 715024 | 0.45787 | 0.6524
8516 | 127.3386 | 16.8945 | 401.027 | 32.7681 | 705532 | 0.45889 | 0.65333
8517 | 125.2726 | 19.4969 | 386.8472 | 29.2251 | 704190 | 0.44267 | 0.63834
8518 | 121.0432 | 1.153 | 358.6393 | 20.0346 | 717399 | 0.41039 | 0.60734
8519 | 119.7256 | 2.4104 | 343.1742 | 12.0005 | 731657 | 0.39269 | 0.58965
8520 | 120.0747 | 4.4098 | 328.3168 | 3.1792 | 811742 | 0.37569 | 0.57215
8521 | 118.2785 | 5.6435 | 354.7872 | 1.1827 | 770460 | 0.40598 | 0.60298
8522 | 111.9949 | 6.9267 | 359.4582 | 0.4572 | 701510 | 0.41133 | 0.60827
8523 | 111.5696 | 8.0342 | 384.9871 | 0.0324 | 597301 | 0.44054 | 0.63635
8524 | 111.5554 | 8.8744 | 400.9593 | 8e-05 | 498034 | 0.45882 | 0.65326
8525 | 111.8027 | 9.907 | 395.219 | 0 | 550869 | 0.45225 | 0.64724
8526 | 112.9145 | 10.2529 | 370.8914 | 0 | 859318 | 0.42441 | 0.621
8527 | 115.104 | 28.7446 | 360.4314 | 0 | 808065 | 0.41244 | 0.60936
8528 | 117.2573 | 29.8322 | 370.5907 | 2.2133 | 767043 | 0.42407 | 0.62067
8529 | 124.3591 | 27.9694 | 348.7169 | 112.2843 | 764734 | 0.39904 | 0.59605
8530 | 135.2883 | 25.0001 | 383.8095 | 431.6364 | 759661 | 0.43919 | 0.63508
8531 | 134.8292 | 21.7321 | 385.2767 | 744.0497 | 718565 | 0.44087 | 0.63666
8532 | 132.8648 | 18.7655 | 364.9638 | 914.7327 | 724811 | 0.41763 | 0.61443
8533 | 125.3554 | 13.7161 | 340.4069 | 903.9809 | 732585 | 0.38953 | 0.58643
8534 | 122.8235 | 14.2341 | 328.4613 | 860.512 | 709637 | 0.37586 | 0.57232
8535 | 126.2327 | 14.1156 | 332.3018 | 749.6697 | 711927 | 0.38025 | 0.57689
8536 | 125.9689 | 14.32 | 326.4726 | 470.5768 | 674219 | 0.37358 | 0.56994
8537 | 126.9377 | 15.1208 | 316.1366 | 139.2501 | 687591 | 0.36175 | 0.55743
8538 | 126.8565 | 16.4032 | 318.1699 | 11.0555 | 694093 | 0.36408 | 0.55991
8539 | 125.285 | 15.1244 | 341.5625 | 20.6706 | 690373 | 0.39085 | 0.58777
8540 | 122.5214 | 15.1755 | 340.0183 | 34.4385 | 689669 | 0.38908 | 0.58597
8541 | 118.6085 | 17.8119 | 336.5998 | 30.3665 | 786247 | 0.38517 | 0.58197
8542 | 115.8942 | 0.94682 | 337.0092 | 22.3582 | 724467 | 0.38564 | 0.58245
8543 | 114.6417 | 1.2324 | 350.401 | 12.2696 | 713786 | 0.40096 | 0.59798
8544 | 115.3623 | 3.0609 | 364.165 | 6.262 | 877745 | 0.41671 | 0.61354
8545 | 113.7812 | 5.2854 | 357.6665 | 1.2365 | 852856 | 0.40928 | 0.60624
8546 | 108.1945 | 7.2208 | 389.5804 | 0.81432 | 713981 | 0.4458 | 0.64126
8547 | 105.3718 | 9.1978 | 381.5156 | 0.42396 | 588679 | 0.43657 | 0.6326
8548 | 103.2584 | 10.4995 | 369.5503 | 0.01452 | 493739 | 0.42288 | 0.61952
8549 | 103.7801 | 11.8678 | 358.1143 | 0 | 551246 | 0.40979 | 0.60675
8550 | 104.7961 | 13.1787 | 340.7425 | 8e-05 | 861700 | 0.38991 | 0.58682
8551 | 105.1055 | 32.621 | 344.9597 | 0 | 852694 | 0.39474 | 0.59172
8552 | 104.1735 | 33.2454 | 342.4623 | 1.4071 | 740560 | 0.39188 | 0.58882
8553 | 105.3227 | 30.9145 | 305.8218 | 77.6859 | 736980 | 0.34995 | 0.54469
8554 | 109.0864 | 27.442 | 328.5488 | 306.6576 | 712060 | 0.37596 | 0.57243
8555 | 109.7127 | 24.1971 | 314.6368 | 636.9029 | 684137 | 0.36004 | 0.5556
8556 | 107.9914 | 21.3969 | 268.6597 | 814.4691 | 658270 | 0.30743 | 0.49658
8557 | 103.8599 | 16.9732 | 208.7427 | 910.0813 | 675056 | 0.23886 | 0.41086
8558 | 101.5139 | 17.7055 | 150.9423 | 886.4471 | 725077 | 0.17272 | 0.31692
8559 | 102.3906 | 17.2141 | 158.4848 | 749.7957 | 700358 | 0.18135 | 0.32989
8560 | 102.5555 | 17.6395 | 133.8496 | 432.3463 | 694699 | 0.15316 | 0.28669
8561 | 103.2708 | 19.0356 | 99.9071 | 118.1823 | 708853 | 0.11432 | 0.22291
8562 | 104.1214 | 20.0278 | 163.8233 | 10.3143 | 731135 | 0.18746 | 0.33893
8563 | 106.1729 | 18.8124 | 219.1794 | 20.8808 | 723726 | 0.25081 | 0.42658
8564 | 104.6055 | 18.7116 | 230.553 | 35.1918 | 720782 | 0.26382 | 0.44332
8565 | 103.6963 | 21.603 | 260.6385 | 32.2774 | 666928 | 0.29825 | 0.48572
8566 | 101.487 | 2.3571 | 308.5321 | 16.1658 | 715002 | 0.35305 | 0.54807
8567 | 102.5366 | 4.2546 | 316.0032 | 9.9716 | 731813 | 0.3616 | 0.55727
8568 | 103.9596 | 6.4782 | 325.9169 | 6.6533 | 816305 | 0.37295 | 0.56928
8569 | 102.8923 | 7.968 | 351.7678 | 1.5182 | 810491 | 0.40253 | 0.59954
8570 | 98.7419 | 9.4017 | 387.2063 | 0.57352 | 680003 | 0.44308 | 0.63872
8571 | 97.314 | 10.7437 | 392.2722 | 0.41912 | 596291 | 0.44888 | 0.64412
8572 | 98.1082 | 11.7674 | 370.3922 | 0.00288 | 492024 | 0.42384 | 0.62045
8573 | 98.6558 | 12.6776 | 369.5901 | 0.0306 | 550576 | 0.42292 | 0.61957
8574 | 99.0893 | 13.7611 | 360.7387 | 8e-05 | 845686 | 0.41279 | 0.60971
8575 | 99.4633 | 32.9132 | 315.7149 | 0 | 822730 | 0.36127 | 0.55692
8576 | 99.4445 | 33.4784 | 278.6981 | 0.24493 | 776065 | 0.31891 | 0.50993
8577 | 97.7271 | 31.6696 | 229.5647 | 12.9453 | 761994 | 0.26269 | 0.44188
8578 | 98.5136 | 29.5884 | 303.8948 | 23.3159 | 752544 | 0.34775 | 0.54229
8579 | 100.9941 | 27.2044 | 341.7577 | 77.8697 | 689983 | 0.39107 | 0.588
8580 | 102.3147 | 23.8117 | 332.6318 | 84.2055 | 700180 | 0.38063 | 0.57728
8581 | 101.402 | 18.9645 | 325.4374 | 184.0848 | 707733 | 0.3724 | 0.5687
8582 | 99.9409 | 19.305 | 427.9141 | 333.1365 | 684441 | 0.48966 | 0.68073
8583 | 98.4198 | 18.2045 | 492.5998 | 296.069 | 688260 | 0.56368 | 0.74166
8584 | 99.0166 | 18.591 | 586.0592 | 185.6076 | 754090 | 0.67063 | 0.81899
8585 | 99.8396 | 19.5014 | 677.3169 | 47.8249 | 722752 | 0.77505 | 0.88448
8586 | 100.0783 | 20.5862 | 752.167 | 7.1238 | 711556 | 0.8607 | 0.93212
8587 | 102.6301 | 18.8948 | 821.9449 | 7.9603 | 684885 | 0.94055 | 0.97234
8588 | 101.9146 | 18.5556 | 849.0275 | 10.2936 | 676590 | 0.97154 | 0.98699
8589 | 101.8854 | 21.0837 | 862.4829 | 1.4985 | 683124 | 0.98694 | 0.99408
8590 | 100.5135 | 1.6207 | 857.7733 | 0.43267 | 709624 | 0.98155 | 0.99161
8591 | 102.0234 | 3.0999 | 815.4979 | 0.65832 | 709178 | 0.93317 | 0.96878
8592 | 105.1848 | 5.1735 | 801.6691 | 0.00072 | 746597 | 0.91735 | 0.96104
8593 | 103.4593 | 6.5648 | 806.6833 | 0 | 745252 | 0.92309 | 0.96386
8594 | 97.7307 | 7.8539 | 854.0386 | 0.1104 | 634958 | 0.97727 | 0.98964
8595 | 95.3189 | 9.2605 | 849.8089 | 8e-05 | 564591 | 0.97243 | 0.9874
8596 | 94.4106 | 10.1378 | 803.4977 | 0 | 487711 | 0.91944 | 0.96207
8597 | 95.7206 | 11.1121 | 805.6419 | 0 | 547722 | 0.92189 | 0.96327
8598 | 97.205 | 12.0927 | 770.083 | 8e-05 | 850863 | 0.8812 | 0.9428
8599 | 97.0442 | 31.3245 | 711.6045 | 0 | 970460 | 0.81429 | 0.90692
8600 | 98.7864 | 31.831 | 678.1743 | 2.1996 | 891423 | 0.77603 | 0.88506
8601 | 100.9404 | 29.5901 | 660.442 | 120.8831 | 779819 | 0.75574 | 0.87303
8602 | 101.1628 | 25.8697 | 709.2283 | 478.667 | 715360 | 0.81157 | 0.9054
8603 | 101.0513 | 22.5851 | 689.29 | 806.2722 | 703134 | 0.78875 | 0.89244
8604 | 100.0662 | 20.37 | 655.5069 | 1019.8404 | 697266 | 0.75009 | 0.86962
8605 | 99.0843 | 15.6759 | 618.3524 | 1153.6813 | 690113 | 0.70758 | 0.84319
8606 | 99.1536 | 16.5128 | 577.8289 | 1115.1592 | 705220 | 0.66121 | 0.81263
8607 | 99.5728 | 16.6938 | 616.1456 | 913.2811 | 702489 | 0.70505 | 0.84157
8608 | 100.2333 | 17.2892 | 658.1465 | 550.4544 | 690400 | 0.75312 | 0.87145
8609 | 103.0402 | 18.498 | 697.2136 | 150.8104 | 679928 | 0.79782 | 0.89764
8610 | 105.1386 | 19.2887 | 646.2797 | 11.4688 | 669989 | 0.73954 | 0.86319
8611 | 109.03 | 17.8449 | 566.2027 | 20.0136 | 657965 | 0.6479 | 0.80351
8612 | 107.655 | 17.6999 | 493.0736 | 34.4293 | 633468 | 0.56422 | 0.74208
8613 | 107.1441 | 20.4567 | 484.6307 | 33.2032 | 695940 | 0.55456 | 0.73451
8614 | 106.1264 | 1.4675 | 504.6819 | 25.3541 | 744187 | 0.57751 | 0.75233
8615 | 105.9364 | 2.9764 | 497.2776 | 13.7084 | 747286 | 0.56903 | 0.74582
8616 | 109.1639 | 5.2613 | 491.4924 | 7.4286 | 797257 | 0.56241 | 0.74067
8617 | 106.0566 | 7.118 | 470.4857 | 5.7403 | 759153 | 0.53838 | 0.72158
8618 | 103.4061 | 9.0314 | 502.3779 | 1.3166 | 715058 | 0.57487 | 0.75031
8619 | 101.4087 | 10.7124 | 609.4438 | 0.03048 | 601718 | 0.69738 | 0.83663
8620 | 101.3799 | 11.9203 | 656.5206 | 0.0324 | 501683 | 0.75125 | 0.87032
8621 | 102.2373 | 13.0677 | 640.6222 | 0.00016 | 549184 | 0.73306 | 0.85921
8622 | 105.1936 | 14.2891 | 651.6303 | 0 | 892485 | 0.74566 | 0.86693
8623 | 107.879 | 33.5275 | 645.0991 | 0 | 1061543 | 0.73819 | 0.86236
8624 | 113.827 | 33.9695 | 637.8863 | 2.2162 | 1091574 | 0.72993 | 0.85727
8625 | 120.6919 | 31.9943 | 668.739 | 104.7851 | 963904 | 0.76524 | 0.87869
8626 | 131.3834 | 28.7811 | 703.0864 | 415.9064 | 787527 | 0.80454 | 0.90145
8627 | 132.4219 | 25.616 | 735.6843 | 718.4956 | 776311 | 0.84184 | 0.92205
8628 | 130.864 | 23.695 | 817.6267 | 903.7492 | 753855 | 0.93561 | 0.96996
8629 | 124.7649 | 20.4176 | 812.6655 | 958.742 | 727868 | 0.92993 | 0.96721
8630 | 121.4197 | 21.2995 | 815.7767 | 950.86 | 756270 | 0.93349 | 0.96893
8631 | 126.4087 | 21.6866 | 835.9755 | 857.5652 | 761067 | 0.9566 | 0.97999
8632 | 126.6641 | 22.3983 | 841.1216 | 570.0169 | 737401 | 0.96249 | 0.98277
8633 | 128.3704 | 23.1427 | 852.5932 | 174.8818 | 766751 | 0.97562 | 0.98888
8634 | 131.1192 | 23.2094 | 848.9462 | 13.8205 | 772146 | 0.97145 | 0.98695
8635 | 131.5903 | 21.7138 | 860.3327 | 20.4034 | 718455 | 0.98448 | 0.99295
8636 | 127.4908 | 21.3813 | 873.8986 | 22.3968 | 756512 | 1 | 1
8637 | 122.7967 | 23.9277 | 873.0586 | 29.8159 | 755528 | 0.99904 | 0.99957
8638 | 118.5933 | 4.602 | 855.3855 | 20.5155 | 814859 | 0.97882 | 0.99035
8639 | 118.5045 | 6.288 | 855.5546 | 22.4713 | 910684 | 0.97901 | 0.99044
8640 | 118.4469 | 8.3667 | 825.4035 | 10.5875 | 975955 | 0.94451 | 0.97424
8641 | 119.107 | 9.7617 | 806.7869 | 5.6198 | 877193 | 0.9232 | 0.96392
8642 | 113.0026 | 11.2403 | 815.477 | 1.1114 | 767957 | 0.93315 | 0.96877
8643 | 111.6666 | 12.5911 | 813.787 | 0.03096 | 598178 | 0.93121 | 0.96783
8644 | 111.657 | 13.6752 | 806.9777 | 0.00612 | 506526 | 0.92342 | 0.96402
8645 | 112.2148 | 14.7048 | 771.9417 | 0 | 551689 | 0.88333 | 0.9439
8646 | 113.6629 | 15.8006 | 756.0456 | 0 | 861174 | 0.86514 | 0.93445
8647 | 117.1328 | 35.0774 | 685.4391 | 8e-05 | 817574 | 0.78435 | 0.8899
8648 | 121.346 | 35.637 | 643.8514 | 3.0924 | 756014 | 0.73676 | 0.86149
8649 | 127.4933 | 33.9502 | 593.646 | 158.3654 | 756477 | 0.67931 | 0.82478
8650 | 137.0019 | 30.9309 | 609.9266 | 619.0982 | 715691 | 0.69794 | 0.83699
8651 | 135.6502 | 28.3922 | 605.3349 | 1019.001 | 700017 | 0.69268 | 0.83358
8652 | 134.1995 | 26.0824 | 597.3489 | 1237.8246 | 731627 | 0.68354 | 0.82759
8653 | 126.5811 | 21.9345 | 569.5593 | 1310.0296 | 746258 | 0.65175 | 0.80616
8654 | 124.0042 | 22.8191 | 577.7611 | 1271.7855 | 724921 | 0.66113 | 0.81258
8655 | 129.0603 | 22.4114 | 623.7752 | 1097.2248 | 719016 | 0.71378 | 0.84714
8656 | 129.2167 | 22.4797 | 604.3557 | 703.2597 | 693971 | 0.69156 | 0.83285
8657 | 130.29 | 23.4122 | 604.4003 | 207.7897 | 699400 | 0.69161 | 0.83288
8658 | 132.1167 | 24.336 | 586.3939 | 15.9801 | 708255 | 0.67101 | 0.81925
8659 | 131.1395 | 22.5235 | 546.3849 | 22.2269 | 689440 | 0.62523 | 0.78756
8660 | 126.8594 | 22.076 | 503.4063 | 25.2482 | 715901 | 0.57605 | 0.75121
8661 | 122.9874 | 24.3311 | 453.8971 | 24.0126 | 731588 | 0.51939 | 0.70602
8662 | 120.007 | 4.8866 | 403.1475 | 16.6836 | 723961 | 0.46132 | 0.65554
8663 | 120.2225 | 6.3519 | 383.437 | 19.5384 | 780829 | 0.43877 | 0.63468
8664 | 119.6781 | 8.0981 | 399.7782 | 19.5399 | 866491 | 0.45747 | 0.65203
8665 | 120.1181 | 8.9822 | 401.3236 | 16.8732 | 786737 | 0.45923 | 0.65364
8666 | 113.4905 | 9.9606 | 413.1903 | 7.8797 | 725778 | 0.47281 | 0.66589
8667 | 112.3464 | 10.7044 | 433.3496 | 0.05922 | 613139 | 0.49588 | 0.68612
8668 | 112.3988 | 11.4317 | 438.2695 | 0.03276 | 498473 | 0.50151 | 0.69095
8669 | 112.4691 | 12.0767 | 441.072 | 0.00032 | 560792 | 0.50472 | 0.69368
8670 | 113.4837 | 12.447 | 430.9836 | 0 | 820143 | 0.49317 | 0.68378
8671 | 116.0212 | 30.8604 | 451.0787 | 0.06696 | 820026 | 0.51617 | 0.70333
8672 | 120.266 | 32.1101 | 465.6006 | 1.5717 | 773627 | 0.53279 | 0.71704
8673 | 125.8446 | 30.7169 | 457.6325 | 75.7832 | 774886 | 0.52367 | 0.70956
8674 | 136.0976 | 28.7672 | 467.6637 | 290.3454 | 719503 | 0.53515 | 0.71896
8675 | 135.7591 | 27.535 | 428.3598 | 515.9129 | 740852 | 0.49017 | 0.68118
8676 | 133.7759 | 23.8255 | 355.6178 | 658.8224 | 707571 | 0.40693 | 0.60393
8677 | 126.8692 | 21.4959 | 247.9377 | 647.0432 | 745836 | 0.28371 | 0.46814
8678 | 124.2798 | 21.6116 | 195.9237 | 539.7396 | 726486 | 0.22419 | 0.39106
8679 | 129.6135 | 20.9822 | 184.948 | 445.0814 | 724342 | 0.21164 | 0.37365
8680 | 128.4966 | 19.7 | 176.3023 | 310.8387 | 700807 | 0.20174 | 0.35964
8681 | 129.8816 | 20.4814 | 184.6572 | 117.7067 | 694695 | 0.2113 | 0.37318
8682 | 130.1234 | 21.0476 | 200.9401 | 13.3864 | 706144 | 0.22994 | 0.39887
8683 | 129.0398 | 19.3377 | 256.8623 | 19.7504 | 728617 | 0.29393 | 0.48054
8684 | 124.5762 | 18.605 | 283.7237 | 19.648 | 705419 | 0.32466 | 0.51652
8685 | 119.9227 | 20.7228 | 321.8319 | 11.717 | 668694 | 0.36827 | 0.56436
8686 | 117.1191 | 1.4821 | 319.4818 | 6.0811 | 712413 | 0.36558 | 0.56151
8687 | 115.2351 | 2.986 | 329.1095 | 10.8672 | 746278 | 0.3766 | 0.5731
8688 | 116.3203 | 4.7856 | 407.3982 | 6.1515 | 755520 | 0.46618 | 0.65994
8689 | 114.3468 | 6.4406 | 435.9152 | 0.22373 | 767095 | 0.49882 | 0.68864
8690 | 110.301 | 7.9273 | 474.8604 | 0.1556 | 671630 | 0.54338 | 0.72561
8691 | 109.856 | 9.3838 | 473.9773 | 0.000384 | 605463 | 0.54237 | 0.7248
8692 | 108.0926 | 10.5046 | 482.1558 | 0.0056 | 485718 | 0.55173 | 0.73227
8693 | 109.447 | 11.5211 | 469.0464 | 0 | 531146 | 0.53673 | 0.72025
8694 | 109.4272 | 12.1268 | 462.1965 | 4.8e-05 | 833392 | 0.52889 | 0.71386
8695 | 111.0883 | 30.5393 | 483.3217 | 0.00024 | 782992 | 0.55306 | 0.73333
8696 | 112.0751 | 31.7232 | 490.3738 | 1.402 | 719964 | 0.56113 | 0.73967
8697 | 119.0745 | 30.6323 | 452.8592 | 66.3155 | 705450 | 0.51821 | 0.70503
8698 | 127.8665 | 28.2895 | 427.4084 | 234.5983 | 724203 | 0.48908 | 0.68023
8699 | 127.4036 | 25.9874 | 381.669 | 410.6419 | 668933 | 0.43674 | 0.63277
8700 | 127.686 | 23.3477 | 406.7937 | 592.9874 | 650548 | 0.46549 | 0.65932
8701 | 120.7336 | 18.5787 | 387.3024 | 683.1963 | 705459 | 0.44319 | 0.63883
8702 | 117.162 | 19.0705 | 371.5788 | 634.5319 | 679625 | 0.4252 | 0.62176
8703 | 120.6338 | 18.7984 | 373.1481 | 513.7142 | 698300 | 0.42699 | 0.62349
8704 | 119.1133 | 18.729 | 451.8727 | 304.6815 | 726818 | 0.51708 | 0.70409
8705 | 120.195 | 19.2375 | 483.9113 | 90.7847 | 746915 | 0.55374 | 0.73386
8706 | 120.1156 | 20.1226 | 429.6434 | 12.4373 | 724330 | 0.49164 | 0.68245
8707 | 118.7181 | 18.4418 | 364.2121 | 19.0293 | 662247 | 0.41677 | 0.61359
8708 | 115.9108 | 18.0062 | 319.4386 | 26.8785 | 709628 | 0.36553 | 0.56146
8709 | 112.8646 | 20.2331 | 283.7081 | 23.056 | 687598 | 0.32465 | 0.5165
8710 | 112.0161 | 1.3138 | 269.3276 | 12.4227 | 663541 | 0.30819 | 0.49748
8711 | 110.5109 | 2.7482 | 208.6276 | 9.6367 | 724595 | 0.23873 | 0.41068
8712 | 112.0543 | 4.7087 | 134.026 | 1.9231 | 768889 | 0.15337 | 0.28701
8713 | 111.9621 | 6.0635 | 97.6641 | 0.1006 | 789172 | 0.11176 | 0.2185
8714 | 105.9262 | 7.4299 | 62.9144 | 0.026072 | 668176 | 0.071993 | 0.14705
8715 | 102.1483 | 8.5774 | 64.6678 | 0.00036 | 590311 | 0.073999 | 0.1508
8716 | 101.5554 | 9.5341 | 67.4791 | 0 | 467334 | 0.077216 | 0.15679
8717 | 102.8946 | 10.3577 | 75.8011 | 0.00024 | 540322 | 0.086739 | 0.17428
8718 | 102.7056 | 11.4346 | 62.9556 | 0 | 863917 | 0.07204 | 0.14713
8719 | 103.4793 | 30.6078 | 58.9973 | 0.000864 | 851001 | 0.06751 | 0.13859
8720 | 103.7076 | 31.1704 | 84.3653 | 0.50737 | 709756 | 0.096539 | 0.19189
8721 | 104.7936 | 28.991 | 48.9352 | 43.018 | 682808 | 0.055996 | 0.11647
8722 | 108.0583 | 25.8377 | 88.177 | 202.1891 | 686387 | 0.1009 | 0.19961
8723 | 109.701 | 22.5574 | 118.2608 | 401.2441 | 705341 | 0.13533 | 0.25804
8724 | 109.7359 | 19.6899 | 81.5246 | 547.3354 | 712420 | 0.093288 | 0.18609
8725 | 105.0976 | 15.177 | 24.8529 | 504.2622 | 699765 | 0.028439 | 0.061075
8726 | 103.5908 | 15.5046 | 13.4068 | 352.1144 | 699335 | 0.015341 | 0.033464
8727 | 104.9836 | 14.8741 | 11.1647 | 222.6918 | 664190 | 0.012776 | 0.027954
8728 | 104.4665 | 14.9485 | 15.0104 | 106.4054 | 684491 | 0.017176 | 0.037385
8729 | 104.4568 | 16.114 | 18.8894 | 30.4514 | 694835 | 0.021615 | 0.046797
8730 | 105.0899 | 17.2418 | 19.4815 | 9.8449 | 689654 | 0.022293 | 0.048225
8731 | 107.4985 | 16.1296 | 45.6814 | 17.3013 | 700139 | 0.052273 | 0.10919
8732 | 105.9895 | 16.1748 | 61.876 | 16.9671 | 669887 | 0.070805 | 0.14481
8733 | 104.8695 | 19.2796 | 65.0713 | 4.6972 | 673927 | 0.074461 | 0.15167
8734 | 102.5819 | 1.2064 | 105.0289 | 1.2785 | 684760 | 0.12018 | 0.23287
8735 | 102.9685 | 2.1553 | 181.3282 | 6.1855 | 746776 | 0.20749 | 0.36782
8736 | 104.9598 | 4.6857 | 261.8095 | 0.50338 | 762838 | 0.29959 | 0.48731
8737 | 104.3908 | 6.816 | 382.6931 | 0 | 749918 | 0.43791 | 0.63388
8738 | 98.7539 | 9.123 | 517.0528 | 0 | 624070 | 0.59166 | 0.76303
8739 | 95.8659 | 11.1776 | 593.5127 | 0 | 562328 | 0.67916 | 0.82468
8740 | 95.9692 | 12.7378 | 641.9773 | 0 | 471312 | 0.73461 | 0.86017
8741 | 95.5411 | 14.1767 | 691.2467 | 0.00096 | 527307 | 0.79099 | 0.89373
8742 | 96.6953 | 15.5679 | 756.5297 | 0 | 829369 | 0.86569 | 0.93474
8743 | 97.5287 | 35.1341 | 733.5959 | 0 | 801799 | 0.83945 | 0.92076
8744 | 95.9565 | 35.7466 | 659.7712 | 1.751 | 673758 | 0.75497 | 0.87256
8745 | 94.8638 | 33.9853 | 590.6569 | 106.764 | 672550 | 0.67589 | 0.82251
8746 | 93.7821 | 31.1371 | 576.0862 | 417.1163 | 683153 | 0.65921 | 0.81127
8747 | 92.382 | 28.6462 | 563.6391 | 715.3136 | 657972 | 0.64497 | 0.80147
8748 | 92.9845 | 26.3494 | 610.5042 | 905.9463 | 657786 | 0.6986 | 0.83742
8749 | 90.5656 | 22.3052 | 616.6215 | 1032.6519 | 673302 | 0.7056 | 0.84192
8750 | 91.5089 | 23.0133 | 620.6689 | 1016.6448 | 693204 | 0.71023 | 0.84488
8751 | 91.0191 | 22.5258 | 652.705 | 841.4361 | 648517 | 0.74689 | 0.86768
8752 | 91.277 | 22.569 | 675.1818 | 524.9862 | 689786 | 0.77261 | 0.88305
8753 | 92.4396 | 23.6489 | 675.0897 | 161.2721 | 710262 | 0.7725 | 0.88299
8754 | 96.1664 | 24.7263 | 601.886 | 17.3892 | 377069 | 0.68874 | 0.831
8755 | 101.8057 | 22.3175 | 548.2118 | 24.0985 | 628789 | 0.62732 | 0.78905
8756 | 100.9815 | 21.3056 | 491.8251 | 39.1615 | 627430 | 0.56279 | 0.74097
8757 | 100.7984 | 23.1869 | 459.8968 | 37.8645 | 652271 | 0.52626 | 0.7117
8758 | 99.6998 | 3.2532 | 501.3229 | 27.7629 | 704172 | 0.57366 | 0.74938
8759 | 101.2514 | 4.2681 | 465.0765 | 12.4423 | 692008 | 0.53219 | 0.71655
8760 | 104.1786 | 5.6526 | 493.0855 | 6.4786 | 751570 | 0.56424 | 0.74209
|  |  | 368.5075 | 0 | 736496 | 0.42168 | 0.61837
|  |  | 378.644 | 0 | 648844 | 0.43328 | 0.62949
|  |  | 367.6804 | 0 | 568570 | 0.42074 | 0.61745
|  |  | 357.7488 | 0 | 486619 | 0.40937 | 0.60634
|  |  | 370.3453 | 0 | 533199 | 0.42379 | 0.6204
|  |  | 332.9338 | 0 | 874177 | 0.38098 | 0.57764
|  |  | 308.4618 | 0 | 969945 | 0.35297 | 0.54798
|  |  | 295.0235 | 1.6685 | 960465 | 0.33759 | 0.53108
|  |  | 271.2432 | 88.2873 | 794831 | 0.31038 | 0.50004
|  |  | 280.0663 | 332.4411 | 755574 | 0.32048 | 0.51173
|  |  | 230.7429 | 560.5114 | 724987 | 0.26404 | 0.4436
|  |  | 202.5642 | 649.3682 | 691400 | 0.23179 | 0.40138
|  |  | 245.6593 | 630.5711 | 664824 | 0.28111 | 0.46494
|  |  | 210.0969 | 550.0235 | 673075 | 0.24041 | 0.41292
|  |  | 201.9604 | 465.9917 | 699177 | 0.2311 | 0.40045
|  |  | 221.863 | 269.7115 | 689577 | 0.25388 | 0.43057
|  |  | 302.3011 | 81.7172 | 693119 | 0.34592 | 0.54029
|  |  | 276.7378 | 2.4641 | 658318 | 0.31667 | 0.50735
|  |  | 285.2627 | 0 | 671021 | 0.32643 | 0.51852
|  |  | 309.5171 | 0 | 644703 | 0.35418 | 0.54929
|  |  | 289.6064 | 0 | 694615 | 0.3314 | 0.52414
|  |  | 297.871 | 0 | 749789 | 0.34085 | 0.5347
|  |  | 280.7187 | 0 | 714026 | 0.32123 | 0.51259
|  |  | 299.2427 | 0 | 365129 | 0.34242 | 0.53643

## Potential (hidden)
0 | potential
Wind_on | 0
Wind_off | 0
PV | 8.6061
Waste | 21.5529
| 주거중심형 | 상업중심형 | 교통연계형 | 환경연계형 | 발전연계형 | 산업중심형 | 농어촌형 | 항만형 | 해상풍력형 | TOTAL
Wind_on | 0 | 0 | 0 | 0 | 0 | 0 | 0 | 0 | 0 | 0
Wind_off | 0 | 0 | 0 | 0 | 0 | 0 | 0 | 0 | 0 | 0
PV | 6.852 | 1.3704 | 0.13704 | 0.13704 | 0.10963 | 0 | 0 | 0 | 0 | 8.6061
Waste | 0 | 0 | 0 |  | 0 |  |  |  | 0 | 0
유휴부지는 태양광 뿐만 아니라 다른 기술에도 제약조건으로 적용
배터리를 무한정 추가할 수 없음
[5 empty] | 80~110 | m2/1MWh

## hourly1 (hidden)
| 전력 소비 |  |  |  | 열 소비 |  |  |  | 국가전력망 |  |  | 전체
| 주거 | 상업 | 교통 | 환경 | 주거 | 상업 | 교통 | 환경 | curtailment | cost(원/kWh) |  | 전력 | 열
1 | 1032.624 | 19197.069 | 1 | 1 | 46992.25 | 1 | 1 | 1 |  | #REF! | #REF! | 56792.8813 | 144
2 | 1032.624 | 19478.837 | 1 | 1 | 55076.089 | 1 | 1 | 1 |  | #REF! |  | 54386.9484 | 145
3 | 1032.624 | 19822.988 | 1 | 1 | 62756.242 | 1 | 1 | 1 |  | #REF! |  | 52896.774 | 142
4 | 1032.624 | 20101.539 | 1 | 1 | 68411.119 | 1 | 1 | 1 |  | #REF! |  | 52149.1085 | 126
5 | 1032.624 | 20371.99 | 1 | 1 | 73466.696 | 1 | 1 | 1 |  | #REF! |  | 51434.8814 | 138
6 | 1762.222 | 20633.761 | 1 | 1 | 78560.926 | 1 | 1 | 1 |  | #REF! |  | 51918.9052 | 129
7 | 6139.858 | 20986.696 | 1 | 1 | 157265.228 | 1 | 1 | 1 |  | #REF! |  | 52636.5884 | 141
8 | 1762.222 | 51500.97 | 1 | 1 | 159293.488 | 1 | 1 | 1 |  | #REF! |  | 52612.38 | 141
9 | 1032.624 | 80940.808 | 1 | 1 | 151774.603 | 1 | 1 | 1 |  | #REF! |  | 51142.2947 | 148
10 | 1153.24 | 98806.636 | 1 | 1 | 139847.579 | 1 | 1 | 1 |  | #REF! |  | 50597.6866 | 140
11 | 1213.547 | 116281.86 | 1 | 1 | 129238.106 | 1 | 1 | 1 |  | #REF! |  | 51579.885 | 123
12 | 1213.547 | 98594.886 | 1 | 1 | 119957.147 | 1 | 1 | 1 |  | #REF! |  | 51172.6631 | 103
13 | 6200.166 | 57303.959 | 1 | 1 | 103725.051 | 1 | 1 | 1 |  | #REF! |  | 50616.1755 | 91
14 | 1762.222 | 79254.838 | 1 | 1 | 107351.916 | 1 | 1 | 1 |  | #REF! |  | 50231.6296 | 90
15 | 1032.624 | 113742.936 | 1 | 1 | 105893.859 | 1 | 1 | 1 |  | #REF! |  | 50018.769 | 81
16 | 1032.624 | 96411.796 | 1 | 1 | 106164.03 | 1 | 1 | 1 |  | #REF! |  | 50515.2396 | 87
17 | 1032.624 | 84644.649 | 1 | 1 | 109679.42 | 1 | 1 | 1 |  | #REF! |  | 50753.9924 | 106
18 | 1762.222 | 50322.271 | 1 | 1 | 113217.971 | 1 | 1 | 1 |  | #REF! |  | 51623.235 | 132
19 | 6139.858 | 33096.457 | 1 | 1 | 103663.307 | 1 | 1 | 1 |  | #REF! |  | 54969.939 | 153
20 | 7599.07 | 34368.178 | 1 | 1 | 98942.911 | 1 | 1 | 1 |  | #REF! |  | 55011.5969 | 162
21 | 1762.222 | 19476.103 | 1 | 1 | 105841.875 | 1 | 1 | 1 |  | #REF! |  | 55004.4479 | 168
22 | 1762.222 | 19061.209 | 1 | 1 | 24615.86 | 1 | 1 | 1 |  | #REF! |  | 54274.9258 | 166
23 | 1762.222 | 18655.115 | 1 | 1 | 28344.581 | 1 | 1 | 1 |  | #REF! |  | 54645.6321 | 159
24 | 1032.624 | 18722.239 | 1 | 1 | 33568.589 | 1 | 1 | 1 |  | #REF! |  | 55798.0455 | 144
25 | 1032.624 | 18758.484 | 1 | 1 | 36080.451 | 1 | 1 | 1 |  | #REF! |  | 54536.6132 | 135
26 | 1032.624 | 18678.343 | 1 | 1 | 37745.285 | 1 | 1 | 1 |  | #REF! |  | 52873.7721 | 127
27 | 1032.624 | 18670.201 | 1 | 1 | 39256.955 | 1 | 1 | 1 |  | #REF! |  | 52902.441 | 117
28 | 1032.624 | 18714.337 | 1 | 1 | 41263.134 | 1 | 1 | 1 |  | #REF! |  | 52741.2501 | 123
29 | 1032.624 | 18774.908 | 1 | 1 | 43363.181 | 1 | 1 | 1 |  | #REF! |  | 52821.2568 | 121
30 | 1762.222 | 18874.207 | 1 | 1 | 46811.186 | 1 | 1 | 1 |  | #REF! |  | 54104.29 | 121
31 | 6139.858 | 19028.987 | 1 | 1 | 123542.031 | 1 | 1 | 1 |  | #REF! |  | 55752.2468 | 130
32 | 1762.222 | 50727.008 | 1 | 1 | 126251.375 | 1 | 1 | 1 |  | #REF! |  | 57802.0099 | 133
33 | 1032.624 | 79930.303 | 1 | 1 | 116700.866 | 1 | 1 | 1 |  | #REF! |  | 61183.2429 | 140
34 | 1153.24 | 97271.561 | 1 | 1 | 101266.204 | 1 | 1 | 1 |  | #REF! |  | 67478.2073 | 129
35 | 1213.547 | 114229.809 | 1 | 1 | 87734.052 | 1 | 1 | 1 |  | #REF! |  | 69074.7438 | 117
36 | 1213.547 | 96086.633 | 1 | 1 | 75854.339 | 1 | 1 | 1 |  | #REF! |  | 69306.0544 | 105
37 | 6200.166 | 54597.305 | 1 | 1 | 57795.274 | 1 | 1 | 1 |  | #REF! |  | 65576.6713 | 92
38 | 1762.222 | 76152.175 | 1 | 1 | 60454.923 | 1 | 1 | 1 |  | #REF! |  | 63957.3823 | 92
39 | 1032.624 | 110323.835 | 1 | 1 | 58149.167 | 1 | 1 | 1 |  | #REF! |  | 66135.7175 | 92
40 | 1032.624 | 93026.46 | 1 | 1 | 58535.219 | 1 | 1 | 1 |  | #REF! |  | 65856.5491 | 92
41 | 1032.624 | 81369.775 | 1 | 1 | 63240.634 | 1 | 1 | 1 |  | #REF! |  | 65706.1633 | 94
42 | 1762.222 | 47315.438 | 1 | 1 | 68536.961 | 1 | 1 | 1 |  | #REF! |  | 66239.9324 | 112
43 | 6139.858 | 30813.556 | 1 | 1 | 63313.499 | 1 | 1 | 1 |  | #REF! |  | 66484.0998 | 134
44 | 7599.07 | 32256.996 | 1 | 1 | 62921.374 | 1 | 1 | 1 |  | #REF! |  | 65311.9944 | 152
45 | 1762.222 | 18091.927 | 1 | 1 | 73684.241 | 1 | 1 | 1 |  | #REF! |  | 63432.8204 | 153
46 | 1762.222 | 17775.727 | 1 | 1 | 3167.038 | 1 | 1 | 1 |  | #REF! |  | 61669.3243 | 160
47 | 1762.222 | 17447.412 | 1 | 1 | 3390.843 | 1 | 1 | 1 |  | #REF! |  | 61063.7271 | 156
48 | 1032.624 | 17591.398 | 1 | 1 | 10377.718 | 1 | 1 | 1 |  | #REF! |  | 61801.649 | 146
49 | 1032.624 | 17853.316 | 1 | 1 | 19600.438 | 1 | 1 | 1 |  | #REF! |  | 61199.4811 | 140
50 | 1032.624 | 18032.867 | 1 | 1 | 28552.013 | 1 | 1 | 1 |  | #REF! |  | 58134.5906 | 127
51 | 1032.624 | 18262.693 | 1 | 1 | 36956.326 | 1 | 1 | 1 |  | #REF! |  | 57488.7423 | 126
52 | 1032.624 | 18414.484 | 1 | 1 | 42727.63 | 1 | 1 | 1 |  | #REF! |  | 57601.9082 | 122
53 | 1032.624 | 18620.843 | 1 | 1 | 48454.552 | 1 | 1 | 1 |  | #REF! |  | 57680.1628 | 123
54 | 1762.222 | 18813.409 | 1 | 1 | 53426.932 | 1 | 1 | 1 |  | #REF! |  | 59054.854 | 124
55 | 6139.858 | 19140.741 | 1 | 1 | 132666.182 | 1 | 1 | 1 |  | #REF! |  | 61049.6487 | 134
56 | 1762.222 | 50941.302 | 1 | 1 | 135286.834 | 1 | 1 | 1 |  | #REF! |  | 63400.7007 | 144
57 | 1032.624 | 80154.931 | 1 | 1 | 127268.144 | 1 | 1 | 1 |  | #REF! |  | 65532.9642 | 153
58 | 1153.24 | 97621.637 | 1 | 1 | 114588.913 | 1 | 1 | 1 |  | #REF! |  | 70443.9993 | 127
59 | 1213.547 | 114788.519 | 1 | 1 | 103588.526 | 1 | 1 | 1 |  | #REF! |  | 70544.4019 | 101
60 | 1213.547 | 96903.22 | 1 | 1 | 93637.307 | 1 | 1 | 1 |  | #REF! |  | 69748.8522 | 91
61 | 6200.166 | 55541.884 | 1 | 1 | 77088.743 | 1 | 1 | 1 |  | #REF! |  | 66380.4272 | 79
62 | 1762.222 | 77234.184 | 1 | 1 | 80394.329 | 1 | 1 | 1 |  | #REF! |  | 64458.6264 | 76
63 | 1032.624 | 111492.016 | 1 | 1 | 78463.293 | 1 | 1 | 1 |  | #REF! |  | 67164.879 | 77
64 | 1032.624 | 94155.2 | 1 | 1 | 78215.946 | 1 | 1 | 1 |  | #REF! |  | 66838.4094 | 82
65 | 1032.624 | 82446.448 | 1 | 1 | 81878.654 | 1 | 1 | 1 |  | #REF! |  | 67470.6816 | 95
66 | 1762.222 | 48271.805 | 1 | 1 | 85412.575 | 1 | 1 | 1 |  | #REF! |  | 67809.6226 | 108
67 | 6139.858 | 31727.3 | 1 | 1 | 81327.856 | 1 | 1 | 1 |  | #REF! |  | 68696.0234 | 133
68 | 7599.07 | 33232.111 | 1 | 1 | 81781.812 | 1 | 1 | 1 |  | #REF! |  | 67381.4987 | 147
69 | 1762.222 | 18873.633 | 1 | 1 | 94221.46 | 1 | 1 | 1 |  | #REF! |  | 65327.8667 | 153
70 | 1762.222 | 18655.672 | 1 | 1 | 17171.848 | 1 | 1 | 1 |  | #REF! |  | 63581.3087 | 163
71 | 1762.222 | 18417.55 | 1 | 1 | 25572.684 | 1 | 1 | 1 |  | #REF! |  | 62490.6004 | 158
72 | 1032.624 | 18627.577 | 1 | 1 | 35880.647 | 1 | 1 | 1 |  | #REF! |  | 62922.7145 | 145
73 | 1032.624 | 18810.399 | 1 | 1 | 42546.905 | 1 | 1 | 1 |  | #REF! |  | 61719.3259 | 135
74 | 1032.624 | 18985.493 | 1 | 1 | 49107.52 | 1 | 1 | 1 |  | #REF! |  | 58642.2935 | 132
75 | 1032.624 | 19299.67 | 1 | 1 | 55672.587 | 1 | 1 | 1 |  | #REF! |  | 58427.62 | 125
76 | 1032.624 | 19557.316 | 1 | 1 | 60484.701 | 1 | 1 | 1 |  | #REF! |  | 58059.3541 | 116
77 | 1032.624 | 19785.904 | 1 | 1 | 64486.258 | 1 | 1 | 1 |  | #REF! |  | 58084.6672 | 113
78 | 1762.222 | 20017.719 | 1 | 1 | 69486.112 | 1 | 1 | 1 |  | #REF! |  | 59314.6091 | 109
79 | 6139.858 | 20315.845 | 1 | 1 | 147657.367 | 1 | 1 | 1 |  | #REF! |  | 61014.8737 | 120
80 | 1762.222 | 51415.592 | 1 | 1 | 150229.043 | 1 | 1 | 1 |  | #REF! |  | 63352.1222 | 133
81 | 1032.624 | 80692.246 | 1 | 1 | 141686.716 | 1 | 1 | 1 |  | #REF! |  | 65726.5053 | 135
82 | 1153.24 | 98387.37 | 1 | 1 | 128757.617 | 1 | 1 | 1 |  | #REF! |  | 71025.0164 | 125
83 | 1213.547 | 115647.61 | 1 | 1 | 116714.229 | 1 | 1 | 1 |  | #REF! |  | 70968.1564 | 111
84 | 1213.547 | 97854.512 | 1 | 1 | 106840.065 | 1 | 1 | 1 |  | #REF! |  | 70814.236 | 97
85 | 6200.166 | 56497.434 | 1 | 1 | 90010.952 | 1 | 1 | 1 |  | #REF! |  | 66086.3059 | 83
86 | 1762.222 | 78371.043 | 1 | 1 | 93515.28 | 1 | 1 | 1 |  | #REF! |  | 64559.8542 | 81
87 | 1032.624 | 112687.066 | 1 | 1 | 90809.989 | 1 | 1 | 1 |  | #REF! |  | 66080.128 | 75
88 | 1032.624 | 95324.646 | 1 | 1 | 90666.401 | 1 | 1 | 1 |  | #REF! |  | 65576.8506 | 87
89 | 1032.624 | 83648.843 | 1 | 1 | 95090.981 | 1 | 1 | 1 |  | #REF! |  | 66678.476 | 92
90 | 1762.222 | 49442.201 | 1 | 1 | 99394.051 | 1 | 1 | 1 |  | #REF! |  | 67285.476 | 107
91 | 6139.858 | 32537.507 | 1 | 1 | 92308.011 | 1 | 1 | 1 |  | #REF! |  | 67916.7978 | 125
92 | 7599.07 | 33833.714 | 1 | 1 | 89923.938 | 1 | 1 | 1 |  | #REF! |  | 66151.0864 | 140
93 | 1762.222 | 19161.912 | 1 | 1 | 99074.359 | 1 | 1 | 1 |  | #REF! |  | 64251.5639 | 156
94 | 1762.222 | 18810.015 | 1 | 1 | 19628.744 | 1 | 1 | 1 |  | #REF! |  | 62829.7677 | 163
95 | 1762.222 | 18461.454 | 1 | 1 | 25507.23 | 1 | 1 | 1 |  | #REF! |  | 62660.4681 | 157
96 | 1032.624 | 18559.133 | 1 | 1 | 32429.458 | 1 | 1 | 1 |  | #REF! |  | 62775.8298 | 154
97 | 1032.624 | 17867.406 | 1 | 1 | 35827.077 | 1 | 1 | 1 |  | #REF! |  | 61708.0247 | 139
98 | 1032.624 | 17821.136 | 1 | 1 | 39685.122 | 1 | 1 | 1 |  | #REF! |  | 58424.3787 | 133
99 | 1032.624 | 17853.138 | 1 | 1 | 42986.853 | 1 | 1 | 1 |  | #REF! |  | 57957.4087 | 134
100 | 1032.624 | 17903.247 | 1 | 1 | 46122.22 | 1 | 1 | 1 |  | #REF! |  | 57662.8518 | 125
101 | 1032.624 | 17940.686 | 1 | 1 | 48772.567 | 1 | 1 | 1 |  | #REF! |  | 58098.0869 | 127
102 | 1762.222 | 17999.403 | 1 | 1 | 50525.238 | 1 | 1 | 1 |  | #REF! |  | 59619.282 | 122
103 | 6139.858 | 18144.911 | 1 | 1 | 124825.664 | 1 | 1 | 1 |  | #REF! |  | 60917.7356 | 142
104 | 1762.222 | 32888.683 | 1 | 1 | 130161.859 | 1 | 1 | 1 |  | #REF! |  | 63590.0736 | 148
105 | 1032.624 | 33755.641 | 1 | 1 | 125161.96 | 1 | 1 | 1 |  | #REF! |  | 65974.0689 | 147
106 | 1153.24 | 34486.533 | 1 | 1 | 113979.18 | 1 | 1 | 1 |  | #REF! |  | 71322.8228 | 131
107 | 1213.547 | 34902.745 | 1 | 1 | 101268.808 | 1 | 1 | 1 |  | #REF! |  | 71526.2737 | 116
108 | 1213.547 | 34110.536 | 1 | 1 | 91791.364 | 1 | 1 | 1 |  | #REF! |  | 71999.211 | 104
109 | 6200.166 | 31983.256 | 1 | 1 | 72571.881 | 1 | 1 | 1 |  | #REF! |  | 68037.3949 | 101
110 | 1762.222 | 31616.254 | 1 | 1 | 73775.968 | 1 | 1 | 1 |  | #REF! |  | 66726.7048 | 92
111 | 1032.624 | 32302.772 | 1 | 1 | 72103.067 | 1 | 1 | 1 |  | #REF! |  | 69925.1748 | 100
112 | 1032.624 | 31950.013 | 1 | 1 | 71802.677 | 1 | 1 | 1 |  | #REF! |  | 69185.6617 | 103
113 | 1032.624 | 31714.831 | 1 | 1 | 76061.254 | 1 | 1 | 1 |  | #REF! |  | 69208.7067 | 112
114 | 1762.222 | 31200.486 | 1 | 1 | 79753.482 | 1 | 1 | 1 |  | #REF! |  | 69850.9413 | 124
115 | 6139.858 | 31144.017 | 1 | 1 | 72309.089 | 1 | 1 | 1 |  | #REF! |  | 69474.6676 | 137
116 | 7599.07 | 32442.51 | 1 | 1 | 68795.318 | 1 | 1 | 1 |  | #REF! |  | 67510.1495 | 151
117 | 1762.222 | 18073.524 | 1 | 1 | 77418.993 | 1 | 1 | 1 |  | #REF! |  | 65392.899 | 160
118 | 1762.222 | 17641.868 | 1 | 1 | 2992.474 | 1 | 1 | 1 |  | #REF! |  | 63338.0708 | 163
119 | 1762.222 | 17213.214 | 1 | 1 | 4640.261 | 1 | 1 | 1 |  | #REF! |  | 63052.1154 | 149
120 | 1032.624 | 17231.198 | 1 | 1 | 10835.065 | 1 | 1 | 1 |  | #REF! |  | 62762.3389 | 141
121 | 1032.624 | 17264.104 | 1 | 1 | 16719.554 | 1 | 1 | 1 |  | #REF! |  | 61449.3824 | 129
122 | 1032.624 | 17235.964 | 1 | 1 | 22499.643 | 1 | 1 | 1 |  | #REF! |  | 58452.6736 | 117
123 | 1032.624 | 17272.707 | 1 | 1 | 27822.283 | 1 | 1 | 1 |  | #REF! |  | 58112.1949 | 116
124 | 1032.624 | 17280.589 | 1 | 1 | 31769.607 | 1 | 1 | 1 |  | #REF! |  | 57539.9866 | 109
125 | 1032.624 | 17305.059 | 1 | 1 | 36067.713 | 1 | 1 | 1 |  | #REF! |  | 57778.6636 | 108
126 | 1762.222 | 17314.449 | 1 | 1 | 38407.726 | 1 | 1 | 1 |  | #REF! |  | 58795.6696 | 114
127 | 6139.858 | 17409.976 | 1 | 1 | 113247.846 | 1 | 1 | 1 |  | #REF! |  | 60787.9297 | 117
128 | 1762.222 | 17748.611 | 1 | 1 | 118288.562 | 1 | 1 | 1 |  | #REF! |  | 63763.8571 | 137
129 | 1032.624 | 18648.817 | 1 | 1 | 113104.499 | 1 | 1 | 1 |  | #REF! |  | 65059.5461 | 135
130 | 1153.24 | 19429.723 | 1 | 1 | 102350.39 | 1 | 1 | 1 |  | #REF! |  | 69398.2327 | 113
131 | 1213.547 | 20032.8 | 1 | 1 | 91046.837 | 1 | 1 | 1 |  | #REF! |  | 69232.2812 | 97
132 | 1213.547 | 19447.156 | 1 | 1 | 80972.46 | 1 | 1 | 1 |  | #REF! |  | 68381.9601 | 87
133 | 6200.166 | 17555.802 | 1 | 1 | 62256.548 | 1 | 1 | 1 |  | #REF! |  | 65667.1733 | 82
134 | 1762.222 | 17384.974 | 1 | 1 | 65831.444 | 1 | 1 | 1 |  | #REF! |  | 63851.3464 | 78
135 | 1032.624 | 18167.174 | 1 | 1 | 64866.166 | 1 | 1 | 1 |  | #REF! |  | 66058.5836 | 77
136 | 1032.624 | 17843.584 | 1 | 1 | 64408.628 | 1 | 1 | 1 |  | #REF! |  | 65976.7982 | 80
137 | 1032.624 | 17609.757 | 1 | 1 | 66411.905 | 1 | 1 | 1 |  | #REF! |  | 66170.0519 | 84
138 | 1762.222 | 17076.639 | 1 | 1 | 70861.964 | 1 | 1 | 1 |  | #REF! |  | 66490.106 | 91
139 | 6139.858 | 17094.992 | 1 | 1 | 65063.547 | 1 | 1 | 1 |  | #REF! |  | 67458.0285 | 122
140 | 7599.07 | 18464.332 | 1 | 1 | 65203.183 | 1 | 1 | 1 |  | #REF! |  | 65764.4176 | 136
141 | 1762.222 | 17982.873 | 1 | 1 | 74838.752 | 1 | 1 | 1 |  | #REF! |  | 64953.5563 | 139
142 | 1762.222 | 17613.765 | 1 | 1 | 2748.652 | 1 | 1 | 1 |  | #REF! |  | 63085.2015 | 151
143 | 1762.222 | 17225.306 | 1 | 1 | 5497.783 | 1 | 1 | 1 |  | #REF! |  | 62440.8161 | 144
144 | 1032.624 | 17299.22 | 1 | 1 | 14127.326 | 1 | 1 | 1 |  | #REF! |  | 62651.6954 | 141
145 | 1032.624 | 21829.625 | 1 | 1 | 21217.856 | 1 | 1 | 1 |  | #REF! |  | 62046.6687 | 129
146 | 1032.624 | 21786.835 | 1 | 1 | 28658.077 | 1 | 1 | 1 |  | #REF! |  | 58543.0206 | 131
147 | 1032.624 | 21807.703 | 1 | 1 | 35613.304 | 1 | 1 | 1 |  | #REF! |  | 56873.8022 | 122
148 | 1032.624 | 21732.771 | 1 | 1 | 40285.835 | 1 | 1 | 1 |  | #REF! |  | 55830.8863 | 121
149 | 1032.624 | 21706.418 | 1 | 1 | 45032.057 | 1 | 1 | 1 |  | #REF! |  | 57113.6972 | 112
150 | 1762.222 | 21635.051 | 1 | 1 | 49609.935 | 1 | 1 | 1 |  | #REF! |  | 57813.3311 | 116
151 | 6139.858 | 21684.355 | 1 | 1 | 128596.862 | 1 | 1 | 1 |  | #REF! |  | 58474.5586 | 123
152 | 1762.222 | 50852.464 | 1 | 1 | 130747.027 | 1 | 1 | 1 |  | #REF! |  | 58567.5494 | 127
153 | 1032.624 | 80176.737 | 1 | 1 | 122905.124 | 1 | 1 | 1 |  | #REF! |  | 58947.8087 | 133
154 | 1153.24 | 97871.746 | 1 | 1 | 109447.542 | 1 | 1 | 1 |  | #REF! |  | 59942.7648 | 114
155 | 1213.547 | 115290.77 | 1 | 1 | 97638.837 | 1 | 1 | 1 |  | #REF! |  | 60988.6637 | 110
156 | 1213.547 | 97620.566 | 1 | 1 | 88315.487 | 1 | 1 | 1 |  | #REF! |  | 61137.7618 | 86
157 | 6200.166 | 56285.322 | 1 | 1 | 71597.065 | 1 | 1 | 1 |  | #REF! |  | 58619.63 | 85
158 | 1762.222 | 78169.27 | 1 | 1 | 74830.009 | 1 | 1 | 1 |  | #REF! |  | 57319.554 | 71
159 | 1032.624 | 112436.86 | 1 | 1 | 72265.827 | 1 | 1 | 1 |  | #REF! |  | 58293.1846 | 82
160 | 1032.624 | 95029.686 | 1 | 1 | 72298.97 | 1 | 1 | 1 |  | #REF! |  | 57176.881 | 74
161 | 1032.624 | 83211.42 | 1 | 1 | 76089.55 | 1 | 1 | 1 |  | #REF! |  | 57830.1462 | 93
162 | 1762.222 | 48925.183 | 1 | 1 | 80616.927 | 1 | 1 | 1 |  | #REF! |  | 57559.8262 | 103
163 | 6139.858 | 31724.395 | 1 | 1 | 74127.625 | 1 | 1 | 1 |  | #REF! |  | 59243.1622 | 124
164 | 7599.07 | 33073.213 | 1 | 1 | 72596.029 | 1 | 1 | 1 |  | #REF! |  | 58522.2126 | 125
165 | 1762.222 | 18543.563 | 1 | 1 | 83462.017 | 1 | 1 | 1 |  | #REF! |  | 57663.3265 | 137
166 | 1762.222 | 18210.409 | 1 | 1 | 5018.067 | 1 | 1 | 1 |  | #REF! |  | 56594.2228 | 121
167 | 1762.222 | 17919.937 | 1 | 1 | 10869.096 | 1 | 1 | 1 |  | #REF! |  | 56983.9857 | 129
168 | 1032.624 | 18086.84 | 1 | 1 | 19109.088 | 1 | 1 | 1 |  | #REF! |  | 57665.2015 | 123
169 | 1032.624 | 18247.484 | 1 | 1 | 24792.551 | 1 | 1 | 1 |  | #REF! |  | 58301.5547 | 106
170 | 1032.624 | 18311.419 | 1 | 1 | 29772.783 | 1 | 1 | 1 |  | #REF! |  | 55688.4948 | 104
171 | 1032.624 | 18440.302 | 1 | 1 | 34320.137 | 1 | 1 | 1 |  | #REF! |  | 54760.5837 | 94
172 | 1032.624 | 18590.142 | 1 | 1 | 38902.27 | 1 | 1 | 1 |  | #REF! |  | 53789.5138 | 88
173 | 1032.624 | 18727.943 | 1 | 1 | 42649.046 | 1 | 1 | 1 |  | #REF! |  | 54581.9552 | 87
174 | 1762.222 | 18839.439 | 1 | 1 | 46482.87 | 1 | 1 | 1 |  | #REF! |  | 55530.1742 | 90
175 | 6139.858 | 19090.236 | 1 | 1 | 124884.762 | 1 | 1 | 1 |  | #REF! |  | 55738.7451 | 94
176 | 1762.222 | 50701.508 | 1 | 1 | 127250.136 | 1 | 1 | 1 |  | #REF! |  | 55751.7267 | 98
177 | 1032.624 | 79920.695 | 1 | 1 | 118687.609 | 1 | 1 | 1 |  | #REF! |  | 54868.8864 | 110
178 | 1153.24 | 97448.585 | 1 | 1 | 105262.929 | 1 | 1 | 1 |  | #REF! |  | 55494.4325 | 96
179 | 1213.547 | 114467.76 | 1 | 1 | 92220.795 | 1 | 1 | 1 |  | #REF! |  | 54726.1815 | 86
180 | 1213.547 | 96453.265 | 1 | 1 | 81432.358 | 1 | 1 | 1 |  | #REF! |  | 53709.62 | 73
181 | 6200.166 | 55011.73 | 1 | 1 | 63696.034 | 1 | 1 | 1 |  | #REF! |  | 53843.3305 | 65
182 | 1762.222 | 76635.299 | 1 | 1 | 66653.744 | 1 | 1 | 1 |  | #REF! |  | 53661.9165 | 63
183 | 1032.624 | 110787.667 | 1 | 1 | 64030.903 | 1 | 1 | 1 |  | #REF! |  | 53555.0867 | 64
184 | 1032.624 | 93444.184 | 1 | 1 | 64109.824 | 1 | 1 | 1 |  | #REF! |  | 53834.8982 | 73
185 | 1032.624 | 81709.353 | 1 | 1 | 67772.077 | 1 | 1 | 1 |  | #REF! |  | 53622.7346 | 85
186 | 1762.222 | 47600.171 | 1 | 1 | 72459.963 | 1 | 1 | 1 |  | #REF! |  | 54488.0073 | 107
187 | 6139.858 | 30903.397 | 1 | 1 | 66661.8 | 1 | 1 | 1 |  | #REF! |  | 57115.4967 | 125
188 | 7599.07 | 32306.578 | 1 | 1 | 65434.362 | 1 | 1 | 1 |  | #REF! |  | 57249.0737 | 130
189 | 1762.222 | 18116.147 | 1 | 1 | 75833.109 | 1 | 1 | 1 |  | #REF! |  | 56568.1624 | 137
190 | 1762.222 | 17771.931 | 1 | 1 | 3177.986 | 1 | 1 | 1 |  | #REF! |  | 55690.0665 | 139
191 | 1762.222 | 17420.657 | 1 | 1 | 3402.208 | 1 | 1 | 1 |  | #REF! |  | 56580.9717 | 115
192 | 1032.624 | 17576.894 | 1 | 1 | 10961.669 | 1 | 1 | 1 |  | #REF! |  | 57350.3784 | 115
193 | 1032.624 | 17709.156 | 1 | 1 | 17207.816 | 1 | 1 | 1 |  | #REF! |  | 55171.7502 | 105
194 | 1032.624 | 17786.327 | 1 | 1 | 23633.248 | 1 | 1 | 1 |  | #REF! |  | 52975.9274 | 96
195 | 1032.624 | 17936.944 | 1 | 1 | 30175.191 | 1 | 1 | 1 |  | #REF! |  | 52528.3902 | 87
196 | 1032.624 | 18008.966 | 1 | 1 | 34532.377 | 1 | 1 | 1 |  | #REF! |  | 52243.658 | 94
197 | 1032.624 | 18128.557 | 1 | 1 | 39153.588 | 1 | 1 | 1 |  | #REF! |  | 52725.195 | 94
198 | 1762.222 | 18240.283 | 1 | 1 | 43892.57 | 1 | 1 | 1 |  | #REF! |  | 53835.0464 | 105
199 | 6139.858 | 18484.2 | 1 | 1 | 122511.37 | 1 | 1 | 1 |  | #REF! |  | 55397.4776 | 115
200 | 1762.222 | 50603.921 | 1 | 1 | 124790.261 | 1 | 1 | 1 |  | #REF! |  | 58365.3987 | 132
201 | 1032.624 | 79696.42 | 1 | 1 | 116926.526 | 1 | 1 | 1 |  | #REF! |  | 62573.1089 | 127
202 | 1153.24 | 97037.107 | 1 | 1 | 103693.181 | 1 | 1 | 1 |  | #REF! |  | 69406.8635 | 119
203 | 1213.547 | 114063.187 | 1 | 1 | 91859.365 | 1 | 1 | 1 |  | #REF! |  | 70503.7785 | 109
204 | 1213.547 | 96019.733 | 1 | 1 | 81508.882 | 1 | 1 | 1 |  | #REF! |  | 70267.8396 | 99
205 | 6200.166 | 54603.026 | 1 | 1 | 64172.023 | 1 | 1 | 1 |  | #REF! |  | 66804.9866 | 84
206 | 1762.222 | 76241.97 | 1 | 1 | 67658.519 | 1 | 1 | 1 |  | #REF! |  | 64494.6221 | 83
207 | 1032.624 | 110442.11 | 1 | 1 | 64958.717 | 1 | 1 | 1 |  | #REF! |  | 67769.9514 | 83
208 | 1032.624 | 93169.92 | 1 | 1 | 65395.163 | 1 | 1 | 1 |  | #REF! |  | 66871.2256 | 89
209 | 1032.624 | 81478.907 | 1 | 1 | 69199.166 | 1 | 1 | 1 |  | #REF! |  | 67916.9168 | 98
210 | 1762.222 | 47395.101 | 1 | 1 | 73757.759 | 1 | 1 | 1 |  | #REF! |  | 69368.0334 | 115
211 | 6139.858 | 30834.357 | 1 | 1 | 66901.302 | 1 | 1 | 1 |  | #REF! |  | 70036.7861 | 146
212 | 7599.07 | 32192.547 | 1 | 1 | 64656.348 | 1 | 1 | 1 |  | #REF! |  | 68761.6046 | 154
213 | 1762.222 | 18064.774 | 1 | 1 | 74669.296 | 1 | 1 | 1 |  | #REF! |  | 66553.9765 | 164
214 | 1762.222 | 17694.744 | 1 | 1 | 3086.822 | 1 | 1 | 1 |  | #REF! |  | 65080.7293 | 171
215 | 1762.222 | 17317.149 | 1 | 1 | 2615.953 | 1 | 1 | 1 |  | #REF! |  | 64461.5665 | 156
216 | 1032.624 | 17423.794 | 1 | 1 | 7405.285 | 1 | 1 | 1 |  | #REF! |  | 64683.4137 | 148
217 | 1032.624 | 17502.19 | 1 | 1 | 12354.416 | 1 | 1 | 1 |  | #REF! |  | 63431.8935 | 142
218 | 1032.624 | 17475.001 | 1 | 1 | 16466.006 | 1 | 1 | 1 |  | #REF! |  | 60501.4629 | 149
219 | 1032.624 | 17540.825 | 1 | 1 | 21106.289 | 1 | 1 | 1 |  | #REF! |  | 60249.5317 | 142
220 | 1032.624 | 17579.612 | 1 | 1 | 24931.644 | 1 | 1 | 1 |  | #REF! |  | 60400.2752 | 138
221 | 1032.624 | 17611.055 | 1 | 1 | 28327.635 | 1 | 1 | 1 |  | #REF! |  | 60594.9958 | 136
222 | 1762.222 | 17631.404 | 1 | 1 | 32222.724 | 1 | 1 | 1 |  | #REF! |  | 61157.3786 | 139
223 | 6139.858 | 17757.023 | 1 | 1 | 110819.308 | 1 | 1 | 1 |  | #REF! |  | 63196.5284 | 153
224 | 1762.222 | 50033.413 | 1 | 1 | 113549.175 | 1 | 1 | 1 |  | #REF! |  | 64806.1324 | 165
225 | 1032.624 | 78869.073 | 1 | 1 | 104291.622 | 1 | 1 | 1 |  | #REF! |  | 67624.0079 | 156
226 | 1153.24 | 96005.66 | 1 | 1 | 89952.288 | 1 | 1 | 1 |  | #REF! |  | 71875.1414 | 134
227 | 1213.547 | 112710.091 | 1 | 1 | 77149.873 | 1 | 1 | 1 |  | #REF! |  | 72221.2634 | 115
228 | 1213.547 | 94620.939 | 1 | 1 | 66527.109 | 1 | 1 | 1 |  | #REF! |  | 71963.9913 | 104
229 | 6200.166 | 53262.344 | 1 | 1 | 48905.394 | 1 | 1 | 1 |  | #REF! |  | 68611.8018 | 94
230 | 1762.222 | 74851.015 | 1 | 1 | 51765.975 | 1 | 1 | 1 |  | #REF! |  | 66683.4855 | 98
231 | 1032.624 | 109000.719 | 1 | 1 | 49455.903 | 1 | 1 | 1 |  | #REF! |  | 69881.6801 | 99
232 | 1032.624 | 91713.776 | 1 | 1 | 48865.192 | 1 | 1 | 1 |  | #REF! |  | 69456.4954 | 99
233 | 1032.624 | 80050.074 | 1 | 1 | 52668.432 | 1 | 1 | 1 |  | #REF! |  | 70137.2353 | 93
234 | 1762.222 | 46092.785 | 1 | 1 | 57777.52 | 1 | 1 | 1 |  | #REF! |  | 70429.4915 | 116
235 | 6139.858 | 30108.137 | 1 | 1 | 51830.144 | 1 | 1 | 1 |  | #REF! |  | 71316.2245 | 143
236 | 7599.07 | 31480.348 | 1 | 1 | 50923.958 | 1 | 1 | 1 |  | #REF! |  | 70525.5141 | 173
237 | 1762.222 | 17589.883 | 1 | 1 | 62073.46 | 1 | 1 | 1 |  | #REF! |  | 68447.5031 | 183
238 | 1762.222 | 17202.853 | 1 | 1 | 2986.775 | 1 | 1 | 1 |  | #REF! |  | 66816.1461 | 181
239 | 1762.222 | 16872.517 | 1 | 1 | 1693.29 | 1 | 1 | 1 |  | #REF! |  | 65752.0812 | 180
240 | 1032.624 | 16988.093 | 1 | 1 | 1526.119 | 1 | 1 | 1 |  | #REF! |  | 66498.0662 | 166
241 | 1032.624 | 17118.204 | 1 | 1 | 2858.424 | 1 | 1 | 1 |  | #REF! |  | 64825.8403 | 169
242 | 1032.624 | 17222.157 | 1 | 1 | 10036.045 | 1 | 1 | 1 |  | #REF! |  | 62868.3918 | 165
243 | 1032.624 | 17392.425 | 1 | 1 | 17222.486 | 1 | 1 | 1 |  | #REF! |  | 61875.7426 | 152
244 | 1032.624 | 17480.441 | 1 | 1 | 22351.128 | 1 | 1 | 1 |  | #REF! |  | 62257.6239 | 147
245 | 1032.624 | 17582.792 | 1 | 1 | 27494.618 | 1 | 1 | 1 |  | #REF! |  | 62430.4936 | 153
246 | 1762.222 | 17627.729 | 1 | 1 | 32047.909 | 1 | 1 | 1 |  | #REF! |  | 63651.2672 | 157
247 | 6139.858 | 17799.729 | 1 | 1 | 111859.049 | 1 | 1 | 1 |  | #REF! |  | 65154.6298 | 167
248 | 1762.222 | 49936.283 | 1 | 1 | 114363.389 | 1 | 1 | 1 |  | #REF! |  | 67704.5126 | 178
249 | 1032.624 | 78793.567 | 1 | 1 | 106353.596 | 1 | 1 | 1 |  | #REF! |  | 69614.801 | 180
250 | 1153.24 | 96072.696 | 1 | 1 | 94657.997 | 1 | 1 | 1 |  | #REF! |  | 74094.7656 | 136
251 | 1213.547 | 112919.251 | 1 | 1 | 83549.954 | 1 | 1 | 1 |  | #REF! |  | 73823.4913 | 122
252 | 1213.547 | 94903.905 | 1 | 1 | 73609.027 | 1 | 1 | 1 |  | #REF! |  | 73370.3552 | 109
253 | 6200.166 | 53602.611 | 1 | 1 | 56842.204 | 1 | 1 | 1 |  | #REF! |  | 70120.9691 | 98
254 | 1762.222 | 75289.329 | 1 | 1 | 60729.041 | 1 | 1 | 1 |  | #REF! |  | 67747.7811 | 99
255 | 1032.624 | 109514.461 | 1 | 1 | 58102.487 | 1 | 1 | 1 |  | #REF! |  | 70537.4574 | 104
256 | 1032.624 | 92253.765 | 1 | 1 | 57838.294 | 1 | 1 | 1 |  | #REF! |  | 70107.42 | 123
257 | 1032.624 | 80577.048 | 1 | 1 | 61348.409 | 1 | 1 | 1 |  | #REF! |  | 70637.9341 | 134
258 | 1762.222 | 46490.382 | 1 | 1 | 65270.147 | 1 | 1 | 1 |  | #REF! |  | 71487.9575 | 155
259 | 6139.858 | 30407.774 | 1 | 1 | 59666.188 | 1 | 1 | 1 |  | #REF! |  | 71761.0425 | 170
260 | 7599.07 | 31824.674 | 1 | 1 | 59580.76 | 1 | 1 | 1 |  | #REF! |  | 70072.6045 | 187
261 | 1762.222 | 17849.658 | 1 | 1 | 70854.716 | 1 | 1 | 1 |  | #REF! |  | 68847.7454 | 192
262 | 1762.222 | 17550.243 | 1 | 1 | 3033.126 | 1 | 1 | 1 |  | #REF! |  | 67152.6111 | 191
263 | 1762.222 | 17257.286 | 1 | 1 | 2334.63 | 1 | 1 | 1 |  | #REF! |  | 66187.6386 | 191
264 | 1032.624 | 17390.264 | 1 | 1 | 7756.012 | 1 | 1 | 1 |  | #REF! |  | 66231.2123 | 172
265 | 1032.624 | 17206.702 | 1 | 1 | 14133.291 | 1 | 1 | 1 |  | #REF! |  | 65895.7734 | 164
266 | 1032.624 | 17213.215 | 1 | 1 | 21324.46 | 1 | 1 | 1 |  | #REF! |  | 62594.2366 | 150
267 | 1032.624 | 17277.201 | 1 | 1 | 27308.552 | 1 | 1 | 1 |  | #REF! |  | 62760.4563 | 146
268 | 1032.624 | 17315.284 | 1 | 1 | 32067.878 | 1 | 1 | 1 |  | #REF! |  | 62546.0126 | 150
269 | 1032.624 | 17353.72 | 1 | 1 | 36617.609 | 1 | 1 | 1 |  | #REF! |  | 62573.9123 | 136
270 | 1762.222 | 17378.019 | 1 | 1 | 39405.533 | 1 | 1 | 1 |  | #REF! |  | 64036.3481 | 145
271 | 6139.858 | 17513.619 | 1 | 1 | 115161.816 | 1 | 1 | 1 |  | #REF! |  | 65569.557 | 152
272 | 1762.222 | 32480.97 | 1 | 1 | 120735.814 | 1 | 1 | 1 |  | #REF! |  | 67029.2304 | 167
273 | 1032.624 | 33281.133 | 1 | 1 | 116382.196 | 1 | 1 | 1 |  | #REF! |  | 68336.6326 | 163
274 | 1153.24 | 33837.516 | 1 | 1 | 104301.944 | 1 | 1 | 1 |  | #REF! |  | 73250.2543 | 141
275 | 1213.547 | 34225.785 | 1 | 1 | 92692.646 | 1 | 1 | 1 |  | #REF! |  | 73863.9789 | 130
276 | 1213.547 | 33441.077 | 1 | 1 | 83237.282 | 1 | 1 | 1 |  | #REF! |  | 73822.089 | 129
277 | 6200.166 | 31360.506 | 1 | 1 | 64404.682 | 1 | 1 | 1 |  | #REF! |  | 69895.1533 | 125
278 | 1762.222 | 31071.812 | 1 | 1 | 67182.663 | 1 | 1 | 1 |  | #REF! |  | 68457.4456 | 122
279 | 1032.624 | 31802.252 | 1 | 1 | 66048.813 | 1 | 1 | 1 |  | #REF! |  | 70382.1078 | 124
280 | 1032.624 | 31450.703 | 1 | 1 | 65305.375 | 1 | 1 | 1 |  | #REF! |  | 70699.9481 | 124
281 | 1032.624 | 31223.596 | 1 | 1 | 69337.816 | 1 | 1 | 1 |  | #REF! |  | 70300.177 | 147
282 | 1762.222 | 30698.747 | 1 | 1 | 72653.496 | 1 | 1 | 1 |  | #REF! |  | 71283.4242 | 150
283 | 6139.858 | 30686.054 | 1 | 1 | 65741.239 | 1 | 1 | 1 |  | #REF! |  | 71729.1568 | 177
284 | 7599.07 | 32055.338 | 1 | 1 | 63459.546 | 1 | 1 | 1 |  | #REF! |  | 70181.0345 | 194
285 | 1762.222 | 17904.42 | 1 | 1 | 72619.903 | 1 | 1 | 1 |  | #REF! |  | 67947.4804 | 198
286 | 1762.222 | 17498.787 | 1 | 1 | 2559.761 | 1 | 1 | 1 |  | #REF! |  | 66646.0632 | 204
287 | 1762.222 | 17090.242 | 1 | 1 | 3074.327 | 1 | 1 | 1 |  | #REF! |  | 65831.3559 | 196
288 | 1032.624 | 17133.689 | 1 | 1 | 7966.426 | 1 | 1 | 1 |  | #REF! |  | 65780.6837 | 189
289 | 1032.624 | 17149.374 | 1 | 1 | 13408.872 | 1 | 1 | 1 |  | #REF! |  | 65701.1353 | 174
290 | 1032.624 | 17088.148 | 1 | 1 | 18207.451 | 1 | 1 | 1 |  | #REF! |  | 62157.4611 | 169
291 | 1032.624 | 17090.142 | 1 | 1 | 22349.811 | 1 | 1 | 1 |  | #REF! |  | 62171.0962 | 161
292 | 1032.624 | 17091.329 | 1 | 1 | 25939.206 | 1 | 1 | 1 |  | #REF! |  | 62137.2744 | 159
293 | 1032.624 | 17087.835 | 1 | 1 | 29355.301 | 1 | 1 | 1 |  | #REF! |  | 62064.1487 | 155
294 | 1762.222 | 17093.967 | 1 | 1 | 31444.935 | 1 | 1 | 1 |  | #REF! |  | 62686.5191 | 160
295 | 6139.858 | 17188.123 | 1 | 1 | 106471.181 | 1 | 1 | 1 |  | #REF! |  | 65021.5273 | 166
296 | 1762.222 | 17515.244 | 1 | 1 | 111179.475 | 1 | 1 | 1 |  | #REF! |  | 66923.1239 | 177
297 | 1032.624 | 18418.938 | 1 | 1 | 106125.699 | 1 | 1 | 1 |  | #REF! |  | 69387.4642 | 180
298 | 1153.24 | 19204.439 | 1 | 1 | 95386.49 | 1 | 1 | 1 |  | #REF! |  | 74412.2571 | 154
299 | 1213.547 | 19780.601 | 1 | 1 | 83202.736 | 1 | 1 | 1 |  | #REF! |  | 75261.149 | 125
300 | 1213.547 | 19195.501 | 1 | 1 | 73386.651 | 1 | 1 | 1 |  | #REF! |  | 76310.8421 | 122
301 | 6200.166 | 17288.885 | 1 | 1 | 54100.222 | 1 | 1 | 1 |  | #REF! |  | 71974.1307 | 122
302 | 1762.222 | 17088.106 | 1 | 1 | 56313.723 | 1 | 1 | 1 |  | #REF! |  | 70800.5608 | 145
303 | 1032.624 | 17855.601 | 1 | 1 | 54928.119 | 1 | 1 | 1 |  | #REF! |  | 73116.8659 | 143
304 | 1032.624 | 17545.423 | 1 | 1 | 55142.217 | 1 | 1 | 1 |  | #REF! |  | 72692.1299 | 136
305 | 1032.624 | 17331.56 | 1 | 1 | 57684.89 | 1 | 1 | 1 |  | #REF! |  | 72661.7858 | 150
306 | 1762.222 | 16790.444 | 1 | 1 | 61339.339 | 1 | 1 | 1 |  | #REF! |  | 73003.8964 | 171
307 | 6139.858 | 16790.376 | 1 | 1 | 54674.461 | 1 | 1 | 1 |  | #REF! |  | 72705.5623 | 200
308 | 7599.07 | 18142.524 | 1 | 1 | 54071.485 | 1 | 1 | 1 |  | #REF! |  | 70350.4988 | 206
309 | 1762.222 | 17667.138 | 1 | 1 | 64055.361 | 1 | 1 | 1 |  | #REF! |  | 68662.194 | 203
310 | 1762.222 | 17283.278 | 1 | 1 | 2336.626 | 1 | 1 | 1 |  | #REF! |  | 66839.3691 | 208
311 | 1762.222 | 16876.955 | 1 | 1 | 2200.249 | 1 | 1 | 1 |  | #REF! |  | 66119.432 | 203
312 | 1032.624 | 16940.922 | 1 | 1 | 2131.726 | 1 | 1 | 1 |  | #REF! |  | 66532.6212 | 199
313 | 1032.624 | 19963.48 | 1 | 1 | 6316.864 | 1 | 1 | 1 |  | #REF! |  | 65028.3714 | 185
314 | 1032.624 | 19995.246 | 1 | 1 | 13990.837 | 1 | 1 | 1 |  | #REF! |  | 62277.9789 | 182
315 | 1032.624 | 20103.366 | 1 | 1 | 21485.378 | 1 | 1 | 1 |  | #REF! |  | 61414.4562 | 175
316 | 1032.624 | 20062.167 | 1 | 1 | 26523.712 | 1 | 1 | 1 |  | #REF! |  | 61345.3536 | 169
317 | 1032.624 | 20075.222 | 1 | 1 | 31586.415 | 1 | 1 | 1 |  | #REF! |  | 61315.1415 | 162
318 | 1762.222 | 20078.077 | 1 | 1 | 36856.916 | 1 | 1 | 1 |  | #REF! |  | 61478.3326 | 158
319 | 6139.858 | 20159.973 | 1 | 1 | 116001.976 | 1 | 1 | 1 |  | #REF! |  | 61951.5238 | 167
320 | 1762.222 | 50525.165 | 1 | 1 | 118866.514 | 1 | 1 | 1 |  | #REF! |  | 62499.0893 | 171
321 | 1032.624 | 79809.091 | 1 | 1 | 110672.982 | 1 | 1 | 1 |  | #REF! |  | 63372.2701 | 179
322 | 1153.24 | 97451.998 | 1 | 1 | 97439.224 | 1 | 1 | 1 |  | #REF! |  | 64330.9566 | 163
323 | 1213.547 | 114776.245 | 1 | 1 | 85999.209 | 1 | 1 | 1 |  | #REF! |  | 65016.5577 | 152
324 | 1213.547 | 96896.493 | 1 | 1 | 76724.74 | 1 | 1 | 1 |  | #REF! |  | 65835.5637 | 150
325 | 6200.166 | 55393.336 | 1 | 1 | 59099.865 | 1 | 1 | 1 |  | #REF! |  | 63223.0402 | 135
326 | 1762.222 | 77112.68 | 1 | 1 | 63010.599 | 1 | 1 | 1 |  | #REF! |  | 62280.9692 | 136
327 | 1032.624 | 111286.203 | 1 | 1 | 60079.033 | 1 | 1 | 1 |  | #REF! |  | 62085.9235 | 128
328 | 1032.624 | 93883.734 | 1 | 1 | 60319.9 | 1 | 1 | 1 |  | #REF! |  | 61687.6189 | 138
329 | 1032.624 | 82113.851 | 1 | 1 | 64607.303 | 1 | 1 | 1 |  | #REF! |  | 62191.9127 | 155
330 | 1762.222 | 47884.962 | 1 | 1 | 68690.04 | 1 | 1 | 1 |  | #REF! |  | 62831.688 | 174
331 | 6139.858 | 30839.123 | 1 | 1 | 62323.602 | 1 | 1 | 1 |  | #REF! |  | 63615.6367 | 205
332 | 7599.07 | 32151.128 | 1 | 1 | 60257.816 | 1 | 1 | 1 |  | #REF! |  | 63829.8191 | 214
333 | 1762.222 | 17885.697 | 1 | 1 | 70075.384 | 1 | 1 | 1 |  | #REF! |  | 63272.7465 | 220
334 | 1762.222 | 17529.674 | 1 | 1 | 3024.094 | 1 | 1 | 1 |  | #REF! |  | 62806.4688 | 219
335 | 1762.222 | 17178.432 | 1 | 1 | 1918.244 | 1 | 1 | 1 |  | #REF! |  | 63362.0474 | 209
336 | 1032.624 | 17250.428 | 1 | 1 | 3503.091 | 1 | 1 | 1 |  | #REF! |  | 64511.9601 | 199
337 | 1032.624 | 17315.386 | 1 | 1 | 7652.502 | 1 | 1 | 1 |  | #REF! |  | 63787.0251 | 194
338 | 1032.624 | 17286.183 | 1 | 1 | 11940.688 | 1 | 1 | 1 |  | #REF! |  | 61651.992 | 182
339 | 1032.624 | 17340.091 | 1 | 1 | 16326.97 | 1 | 1 | 1 |  | #REF! |  | 60393.1081 | 175
340 | 1032.624 | 17367.491 | 1 | 1 | 19877.799 | 1 | 1 | 1 |  | #REF! |  | 59160.7376 | 181
341 | 1032.624 | 17402.961 | 1 | 1 | 23196.14 | 1 | 1 | 1 |  | #REF! |  | 59419.4349 | 173
342 | 1762.222 | 17435.725 | 1 | 1 | 27113.133 | 1 | 1 | 1 |  | #REF! |  | 59617.5583 | 178
343 | 6139.858 | 17568.777 | 1 | 1 | 105891.247 | 1 | 1 | 1 |  | #REF! |  | 59774.4629 | 178
344 | 1762.222 | 49950.763 | 1 | 1 | 107991.297 | 1 | 1 | 1 |  | #REF! |  | 59781.7647 | 185
345 | 1032.624 | 78809.466 | 1 | 1 | 99001.687 | 1 | 1 | 1 |  | #REF! |  | 59541.3897 | 187
346 | 1153.24 | 95948.23 | 1 | 1 | 84923.427 | 1 | 1 | 1 |  | #REF! |  | 59021.842 | 167
347 | 1213.547 | 112625.848 | 1 | 1 | 71668.202 | 1 | 1 | 1 |  | #REF! |  | 58576.5023 | 149
348 | 1213.547 | 94462.216 | 1 | 1 | 60348.181 | 1 | 1 | 1 | 7887.8008 | 0 |  | 58240.2408 | 147
349 | 6200.166 | 53002.147 | 1 | 1 | 41702.493 | 1 | 1 | 1 |  | #REF! |  | 58021.1352 | 125
350 | 1762.222 | 74509.877 | 1 | 1 | 44775.83 | 1 | 1 | 1 | 15196.4669 | 0 |  | 57944.5331 | 128
351 | 1032.624 | 108593.6 | 1 | 1 | 41878.13 | 1 | 1 | 1 | 6009.7527 | 0 |  | 56924.337 | 122
352 | 1032.624 | 91274.344 | 1 | 1 | 41008.754 | 1 | 1 | 1 |  | #REF! |  | 56619.461 | 122
353 | 1032.624 | 79601.251 | 1 | 1 | 44934.491 | 1 | 1 | 1 |  | #REF! |  | 57098.9047 | 138
354 | 1762.222 | 45702.153 | 1 | 1 | 50874.165 | 1 | 1 | 1 |  | #REF! |  | 56891.8307 | 163
355 | 6139.858 | 29828.609 | 1 | 1 | 45223.198 | 1 | 1 | 1 |  | #REF! |  | 59395.3347 | 196
356 | 7599.07 | 31238.08 | 1 | 1 | 45149.739 | 1 | 1 | 1 |  | #REF! |  | 60288.2936 | 207
357 | 1762.222 | 17436.882 | 1 | 1 | 56698.841 | 1 | 1 | 1 |  | #REF! |  | 60116.4624 | 221
358 | 1762.222 | 17077.405 | 1 | 1 | 2983.694 | 1 | 1 | 1 |  | #REF! |  | 59604.1574 | 215
359 | 1762.222 | 16705.13 | 1 | 1 | 1672.648 | 1 | 1 | 1 |  | #REF! |  | 60277.4707 | 205
360 | 1032.624 | 16836.462 | 1 | 1 | 1327.326 | 1 | 1 | 1 |  | #REF! |  | 61728.3868 | 193
361 | 1032.624 | 17016.461 | 1 | 1 | 1436.288 | 1 | 1 | 1 |  | #REF! |  | 61169.0244 | 182
362 | 1032.624 | 17117.458 | 1 | 1 | 7186.552 | 1 | 1 | 1 |  | #REF! |  | 58962.0592 | 182
363 | 1032.624 | 17354.146 | 1 | 1 | 16009.59 | 1 | 1 | 1 |  | #REF! |  | 58565.0034 | 175
364 | 1032.624 | 17486.324 | 1 | 1 | 22336.491 | 1 | 1 | 1 |  | #REF! |  | 58548.6925 | 170
365 | 1032.624 | 17608.44 | 1 | 1 | 28053.149 | 1 | 1 | 1 |  | #REF! |  | 58802.8942 | 169
366 | 1762.222 | 17675.663 | 1 | 1 | 33204.9 | 1 | 1 | 1 |  | #REF! |  | 59766.168 | 172
367 | 6139.858 | 17857.8 | 1 | 1 | 113228.311 | 1 | 1 | 1 |  | #REF! |  | 62264.028 | 185
368 | 1762.222 | 50030.023 | 1 | 1 | 115638.689 | 1 | 1 | 1 |  | #REF! |  | 65248.8201 | 195
369 | 1032.624 | 78915.689 | 1 | 1 | 107930.857 | 1 | 1 | 1 |  | #REF! |  | 68749.7178 | 185
370 | 1153.24 | 96125.444 | 1 | 1 | 94555.502 | 1 | 1 | 1 |  | #REF! |  | 75568.4733 | 168
371 | 1213.547 | 112961.776 | 1 | 1 | 83166.708 | 1 | 1 | 1 |  | #REF! |  | 76530.0175 | 142
372 | 1213.547 | 94980.509 | 1 | 1 | 73798.684 | 1 | 1 | 1 |  | #REF! |  | 76262.9706 | 124
373 | 6200.166 | 53662.996 | 1 | 1 | 56740.061 | 1 | 1 | 1 |  | #REF! |  | 72407.8416 | 116
374 | 1762.222 | 75306.492 | 1 | 1 | 60052.669 | 1 | 1 | 1 |  | #REF! |  | 70509.7112 | 111
375 | 1032.624 | 109549.737 | 1 | 1 | 57830.889 | 1 | 1 | 1 |  | #REF! |  | 72321.4872 | 106
376 | 1032.624 | 92291.35 | 1 | 1 | 57622.673 | 1 | 1 | 1 |  | #REF! |  | 72525.0709 | 111
377 | 1032.624 | 80624.388 | 1 | 1 | 61300.837 | 1 | 1 | 1 |  | #REF! |  | 72864.7306 | 125
378 | 1762.222 | 46614.698 | 1 | 1 | 66495.413 | 1 | 1 | 1 |  | #REF! |  | 73961.8389 | 141
379 | 6139.858 | 30461.227 | 1 | 1 | 60763.236 | 1 | 1 | 1 |  | #REF! |  | 74487.9294 | 177
380 | 7599.07 | 31876.944 | 1 | 1 | 60652.554 | 1 | 1 | 1 |  | #REF! |  | 72686.7496 | 205
381 | 1762.222 | 17895.185 | 1 | 1 | 72195.807 | 1 | 1 | 1 |  | #REF! |  | 70647.1155 | 216
382 | 1762.222 | 17602.407 | 1 | 1 | 3056.93 | 1 | 1 | 1 |  | #REF! |  | 68665.4662 | 220
383 | 1762.222 | 17287.044 | 1 | 1 | 2664.526 | 1 | 1 | 1 |  | #REF! |  | 67778.2377 | 208
384 | 1032.624 | 17451.794 | 1 | 1 | 9531.743 | 1 | 1 | 1 |  | #REF! |  | 68090.8207 | 195
385 | 1032.624 | 17556.799 | 1 | 1 | 15002.315 | 1 | 1 | 1 |  | #REF! |  | 67024.6944 | 190
386 | 1032.624 | 17589.627 | 1 | 1 | 20479.665 | 1 | 1 | 1 |  | #REF! |  | 63768.7711 | 179
387 | 1032.624 | 17676.804 | 1 | 1 | 25513.87 | 1 | 1 | 1 |  | #REF! |  | 63422.9587 | 168
388 | 1032.624 | 17722.161 | 1 | 1 | 29457.382 | 1 | 1 | 1 |  | #REF! |  | 63091.401 | 162
389 | 1032.624 | 17791.271 | 1 | 1 | 33733.054 | 1 | 1 | 1 |  | #REF! |  | 63229.8137 | 163
390 | 1762.222 | 17809.023 | 1 | 1 | 37604.063 | 1 | 1 | 1 |  | #REF! |  | 63372.2068 | 171
391 | 6139.858 | 17955.677 | 1 | 1 | 116294.832 | 1 | 1 | 1 |  | #REF! |  | 65800.6849 | 177
392 | 1762.222 | 50173.691 | 1 | 1 | 118043.893 | 1 | 1 | 1 |  | #REF! |  | 68669.9579 | 187
393 | 1032.624 | 79042.201 | 1 | 1 | 108852.041 | 1 | 1 | 1 |  | #REF! |  | 71403.634 | 186
394 | 1153.24 | 96195.364 | 1 | 1 | 94335.146 | 1 | 1 | 1 |  | #REF! |  | 76578.8235 | 168
395 | 1213.547 | 112908.5 | 1 | 1 | 81273.769 | 1 | 1 | 1 |  | #REF! |  | 77961.6042 | 149
396 | 1213.547 | 94845.281 | 1 | 1 | 70741.823 | 1 | 1 | 1 |  | #REF! |  | 77259.0602 | 124
397 | 6200.166 | 53439.316 | 1 | 1 | 52544.721 | 1 | 1 | 1 |  | #REF! |  | 72955.2422 | 112
398 | 1762.222 | 75048.041 | 1 | 1 | 55247.422 | 1 | 1 | 1 |  | #REF! |  | 70964.4105 | 110
399 | 1032.624 | 109216.179 | 1 | 1 | 52712.366 | 1 | 1 | 1 |  | #REF! |  | 73582.6337 | 112
400 | 1032.624 | 91930.976 | 1 | 1 | 52267.217 | 1 | 1 | 1 |  | #REF! |  | 73013.1162 | 113
401 | 1032.624 | 80270.622 | 1 | 1 | 56115.091 | 1 | 1 | 1 |  | #REF! |  | 73212.1234 | 133
402 | 1762.222 | 46288.033 | 1 | 1 | 61092.026 | 1 | 1 | 1 |  | #REF! |  | 73834.1445 | 159
403 | 6139.858 | 30369.886 | 1 | 1 | 57874.304 | 1 | 1 | 1 |  | #REF! |  | 74205.082 | 190
404 | 7599.07 | 31855.527 | 1 | 1 | 59402.298 | 1 | 1 | 1 |  | #REF! |  | 72211.5427 | 204
405 | 1762.222 | 17933.634 | 1 | 1 | 72887.498 | 1 | 1 | 1 |  | #REF! |  | 69969.8989 | 215
406 | 1762.222 | 17697.046 | 1 | 1 | 3095.581 | 1 | 1 | 1 |  | #REF! |  | 67886.6132 | 204
407 | 1762.222 | 17444.602 | 1 | 1 | 4444.701 | 1 | 1 | 1 |  | #REF! |  | 67274.1173 | 201
408 | 1032.624 | 17707.879 | 1 | 1 | 15544.112 | 1 | 1 | 1 |  | #REF! |  | 67206.7704 | 191
409 | 1032.624 | 17992.188 | 1 | 1 | 25143.192 | 1 | 1 | 1 |  | #REF! |  | 65399.7976 | 178
410 | 1032.624 | 18245.967 | 1 | 1 | 35646.993 | 1 | 1 | 1 |  | #REF! |  | 62485.1443 | 170
411 | 1032.624 | 18507.132 | 1 | 1 | 44874.063 | 1 | 1 | 1 |  | #REF! |  | 62543.9977 | 165
412 | 1032.624 | 18703.593 | 1 | 1 | 51495.622 | 1 | 1 | 1 |  | #REF! |  | 61777.9717 | 153
413 | 1032.624 | 18994.041 | 1 | 1 | 57807.004 | 1 | 1 | 1 |  | #REF! |  | 61565.9933 | 149
414 | 1762.222 | 19232.354 | 1 | 1 | 63153.043 | 1 | 1 | 1 |  | #REF! |  | 62988.8341 | 159
415 | 6139.858 | 19609.567 | 1 | 1 | 142590.169 | 1 | 1 | 1 |  | #REF! |  | 64016.8997 | 162
416 | 1762.222 | 51201.164 | 1 | 1 | 144626.153 | 1 | 1 | 1 |  | #REF! |  | 65724.6468 | 177
417 | 1032.624 | 80452.103 | 1 | 1 | 136663.859 | 1 | 1 | 1 |  | #REF! |  | 69413.3019 | 178
418 | 1153.24 | 97988.986 | 1 | 1 | 124147.003 | 1 | 1 | 1 |  | #REF! |  | 74682.8828 | 152
419 | 1213.547 | 115193.203 | 1 | 1 | 112701.001 | 1 | 1 | 1 |  | #REF! |  | 75344.6843 | 129
420 | 1213.547 | 97378.9 | 1 | 1 | 103173.087 | 1 | 1 | 1 |  | #REF! |  | 74954.9012 | 111
421 | 6200.166 | 56051.006 | 1 | 1 | 86913.607 | 1 | 1 | 1 |  | #REF! |  | 71082.2984 | 107
422 | 1762.222 | 77871.24 | 1 | 1 | 90555.868 | 1 | 1 | 1 |  | #REF! |  | 69977.6077 | 106
423 | 1032.624 | 112183.097 | 1 | 1 | 88399.544 | 1 | 1 | 1 |  | #REF! |  | 72801.5414 | 117
424 | 1032.624 | 94814.114 | 1 | 1 | 87769.486 | 1 | 1 | 1 |  | #REF! |  | 73149.5263 | 121
425 | 1032.624 | 83050.457 | 1 | 1 | 90752.805 | 1 | 1 | 1 |  | #REF! |  | 73244.0985 | 132
426 | 1762.222 | 48939.113 | 1 | 1 | 95408.935 | 1 | 1 | 1 |  | #REF! |  | 73439.5056 | 148
427 | 6139.858 | 32279.855 | 1 | 1 | 90447.574 | 1 | 1 | 1 |  | #REF! |  | 72538.0452 | 166
428 | 7599.07 | 33753.44 | 1 | 1 | 90644.843 | 1 | 1 | 1 |  | #REF! |  | 71145.3657 | 186
429 | 1762.222 | 19239.588 | 1 | 1 | 102013.057 | 1 | 1 | 1 |  | #REF! |  | 69009.9241 | 196
430 | 1762.222 | 18979.078 | 1 | 1 | 25214.964 | 1 | 1 | 1 |  | #REF! |  | 67134.2694 | 199
431 | 1762.222 | 18716.073 | 1 | 1 | 32932.915 | 1 | 1 | 1 |  | #REF! |  | 66137.3951 | 197
432 | 1032.624 | 18949.543 | 1 | 1 | 42742.575 | 1 | 1 | 1 |  | #REF! |  | 66920.8926 | 185
433 | 1032.624 | 18240.151 | 1 | 1 | 47301.595 | 1 | 1 | 1 |  | #REF! |  | 65927.4016 | 179
434 | 1032.624 | 18290.089 | 1 | 1 | 52911.43 | 1 | 1 | 1 |  | #REF! |  | 62260.9819 | 175
435 | 1032.624 | 18413.288 | 1 | 1 | 57720.27 | 1 | 1 | 1 |  | #REF! |  | 62294.3646 | 165
436 | 1032.624 | 18505.901 | 1 | 1 | 61218.038 | 1 | 1 | 1 |  | #REF! |  | 61927.5135 | 159
437 | 1032.624 | 18612.185 | 1 | 1 | 64953.405 | 1 | 1 | 1 |  | #REF! |  | 61847.2074 | 156
438 | 1762.222 | 18673.279 | 1 | 1 | 66742.578 | 1 | 1 | 1 |  | #REF! |  | 62661.8564 | 157
439 | 6139.858 | 18846.917 | 1 | 1 | 141305.314 | 1 | 1 | 1 |  | #REF! |  | 64689.0372 | 164
440 | 1762.222 | 33358.23 | 1 | 1 | 146002.646 | 1 | 1 | 1 |  | #REF! |  | 67221.0466 | 174
441 | 1032.624 | 34196.311 | 1 | 1 | 139542.527 | 1 | 1 | 1 |  | #REF! |  | 70102.2104 | 167
442 | 1153.24 | 34926.985 | 1 | 1 | 126322.585 | 1 | 1 | 1 |  | #REF! |  | 75332.5428 | 152
443 | 1213.547 | 35400.295 | 1 | 1 | 112687.084 | 1 | 1 | 1 |  | #REF! |  | 75570.2609 | 137
444 | 1213.547 | 34637.745 | 1 | 1 | 101884.035 | 1 | 1 | 1 |  | #REF! |  | 74776.0472 | 127
445 | 6200.166 | 32533.021 | 1 | 1 | 82943.3 | 1 | 1 | 1 |  | #REF! |  | 70719.4731 | 122
446 | 1762.222 | 32209.822 | 1 | 1 | 85443.859 | 1 | 1 | 1 |  | #REF! |  | 68984.8961 | 112
447 | 1032.624 | 32876.597 | 1 | 1 | 83026.501 | 1 | 1 | 1 |  | #REF! |  | 71901.538 | 104
448 | 1032.624 | 32488.788 | 1 | 1 | 81913.05 | 1 | 1 | 1 |  | #REF! |  | 71264.1728 | 105
449 | 1032.624 | 32273.073 | 1 | 1 | 86689.422 | 1 | 1 | 1 |  | #REF! |  | 71486.7013 | 116
450 | 1762.222 | 31794.511 | 1 | 1 | 91592.85 | 1 | 1 | 1 |  | #REF! |  | 71926.611 | 140
451 | 6139.858 | 31801.241 | 1 | 1 | 85669.335 | 1 | 1 | 1 |  | #REF! |  | 72578.7185 | 175
452 | 7599.07 | 33139.212 | 1 | 1 | 83091.958 | 1 | 1 | 1 |  | #REF! |  | 71069.0748 | 182
453 | 1762.222 | 18540.796 | 1 | 1 | 92699.558 | 1 | 1 | 1 |  | #REF! |  | 68572.377 | 185
454 | 1762.222 | 18167.357 | 1 | 1 | 15834.449 | 1 | 1 | 1 |  | #REF! |  | 66055.471 | 182
455 | 1762.222 | 17782.508 | 1 | 1 | 23370.018 | 1 | 1 | 1 |  | #REF! |  | 65223.3403 | 185
456 | 1032.624 | 17853.861 | 1 | 1 | 31281.669 | 1 | 1 | 1 |  | #REF! |  | 65626.8004 | 179
457 | 1032.624 | 17860.683 | 1 | 1 | 37633.946 | 1 | 1 | 1 |  | #REF! |  | 64252.6791 | 170
458 | 1032.624 | 17855.288 | 1 | 1 | 44166.057 | 1 | 1 | 1 |  | #REF! |  | 61783.4319 | 160
459 | 1032.624 | 17900.382 | 1 | 1 | 49789.426 | 1 | 1 | 1 |  | #REF! |  | 61704.2308 | 151
460 | 1032.624 | 17917.356 | 1 | 1 | 54082.669 | 1 | 1 | 1 |  | #REF! |  | 60390.6683 | 148
461 | 1032.624 | 17953.618 | 1 | 1 | 58828.449 | 1 | 1 | 1 |  | #REF! |  | 60949.21 | 152
462 | 1762.222 | 17954.133 | 1 | 1 | 60841.147 | 1 | 1 | 1 |  | #REF! |  | 61953.4122 | 154
463 | 6139.858 | 18076.979 | 1 | 1 | 136062.454 | 1 | 1 | 1 |  | #REF! |  | 63835.083 | 158
464 | 1762.222 | 18391.303 | 1 | 1 | 140247.846 | 1 | 1 | 1 |  | #REF! |  | 67016.3261 | 175
465 | 1032.624 | 19277.58 | 1 | 1 | 134492.51 | 1 | 1 | 1 |  | #REF! |  | 69151.806 | 178
466 | 1153.24 | 20049.528 | 1 | 1 | 123350.057 | 1 | 1 | 1 |  | #REF! |  | 73691.0363 | 163
467 | 1213.547 | 20641.591 | 1 | 1 | 111674.05 | 1 | 1 | 1 |  | #REF! |  | 75617.4976 | 155
468 | 1213.547 | 20045.611 | 1 | 1 | 101282.935 | 1 | 1 | 1 |  | #REF! |  | 76367.0315 | 142
469 | 6200.166 | 18128.71 | 1 | 1 | 81869.251 | 1 | 1 | 1 |  | #REF! |  | 73424.6535 | 128
470 | 1762.222 | 17938.904 | 1 | 1 | 84256.802 | 1 | 1 | 1 |  | #REF! |  | 71616.3958 | 137
471 | 1032.624 | 18703.829 | 1 | 1 | 82496.68 | 1 | 1 | 1 |  | #REF! |  | 74213.9804 | 146
472 | 1032.624 | 18388.57 | 1 | 1 | 82469.654 | 1 | 1 | 1 |  | #REF! |  | 73156.9916 | 151
473 | 1032.624 | 18154.555 | 1 | 1 | 84420.024 | 1 | 1 | 1 |  | #REF! |  | 73407.6361 | 162
474 | 1762.222 | 17634.286 | 1 | 1 | 89152.479 | 1 | 1 | 1 |  | #REF! |  | 73602.7132 | 187
475 | 6139.858 | 17656.932 | 1 | 1 | 83664.058 | 1 | 1 | 1 |  | #REF! |  | 72963.1243 | 209
476 | 7599.07 | 19012.768 | 1 | 1 | 83345.375 | 1 | 1 | 1 |  | #REF! |  | 71014.3291 | 213
477 | 1762.222 | 18550.001 | 1 | 1 | 93416.075 | 1 | 1 | 1 |  | #REF! |  | 69268.663 | 206
478 | 1762.222 | 18182.386 | 1 | 1 | 16842.965 | 1 | 1 | 1 |  | #REF! |  | 67296.2891 | 205
479 | 1762.222 | 17815.079 | 1 | 1 | 25909.15 | 1 | 1 | 1 |  | #REF! |  | 66525.8867 | 201
480 | 1032.624 | 17891.16 | 1 | 1 | 34643.693 | 1 | 1 | 1 |  | #REF! |  | 66806.0123 | 195
481 | 1032.624 | 23826.134 | 1 | 1 | 41467.594 | 1 | 1 | 1 |  | #REF! |  | 65988.9255 | 180
482 | 1032.624 | 23765.696 | 1 | 1 | 48073.492 | 1 | 1 | 1 |  | #REF! |  | 62989.8151 | 172
483 | 1032.624 | 23750.103 | 1 | 1 | 53894.334 | 1 | 1 | 1 |  | #REF! |  | 60686.5768 | 171
484 | 1032.624 | 23708.88 | 1 | 1 | 58840.024 | 1 | 1 | 1 |  | #REF! |  | 60936.615 | 161
485 | 1032.624 | 23612.205 | 1 | 1 | 63018.401 | 1 | 1 | 1 |  | #REF! |  | 61412.4965 | 163
486 | 1762.222 | 23509.219 | 1 | 1 | 67463.826 | 1 | 1 | 1 |  | #REF! |  | 61600.3688 | 163
487 | 6139.858 | 23524.658 | 1 | 1 | 145503.121 | 1 | 1 | 1 |  | #REF! |  | 62255.1662 | 178
488 | 1762.222 | 51390.988 | 1 | 1 | 147516.858 | 1 | 1 | 1 |  | #REF! |  | 63083.0743 | 174
489 | 1032.624 | 80706.7 | 1 | 1 | 139312.348 | 1 | 1 | 1 |  | #REF! |  | 63718.0887 | 180
490 | 1153.24 | 98441.392 | 1 | 1 | 126234.576 | 1 | 1 | 1 |  | #REF! |  | 64924.1846 | 167
491 | 1213.547 | 115993.451 | 1 | 1 | 115769.209 | 1 | 1 | 1 |  | #REF! |  | 65572.5963 | 146
492 | 1213.547 | 98370.823 | 1 | 1 | 104861.136 | 1 | 1 | 1 |  | #REF! |  | 65881.2433 | 132
493 | 6200.166 | 57112.331 | 1 | 1 | 87349.728 | 1 | 1 | 1 |  | #REF! |  | 64091.9255 | 130
494 | 1762.222 | 79167.028 | 1 | 1 | 89738.643 | 1 | 1 | 1 |  | #REF! |  | 62526.4042 | 119
495 | 1032.624 | 113735.166 | 1 | 1 | 87103.23 | 1 | 1 | 1 |  | #REF! |  | 64030.6791 | 105
496 | 1032.624 | 96375.368 | 1 | 1 | 86540.471 | 1 | 1 | 1 |  | #REF! |  | 63089.9132 | 116
497 | 1032.624 | 84545.747 | 1 | 1 | 90221.457 | 1 | 1 | 1 |  | #REF! |  | 62880.2288 | 135
498 | 1762.222 | 50143.037 | 1 | 1 | 94472.907 | 1 | 1 | 1 |  | #REF! |  | 62554.5485 | 165
499 | 6139.858 | 33393.179 | 1 | 1 | 89761.834 | 1 | 1 | 1 |  | #REF! |  | 63083.8578 | 187
500 | 7599.07 | 34881.763 | 1 | 1 | 89823.745 | 1 | 1 | 1 |  | #REF! |  | 63016.8057 | 196
501 | 1762.222 | 20034.502 | 1 | 1 | 101353.678 | 1 | 1 | 1 |  | #REF! |  | 62195.8137 | 188
502 | 1762.222 | 19839.221 | 1 | 1 | 24380.963 | 1 | 1 | 1 |  | #REF! |  | 61159.48 | 179
503 | 1762.222 | 19641.448 | 1 | 1 | 31789.518 | 1 | 1 | 1 |  | #REF! |  | 61286.6654 | 181
504 | 1032.624 | 19955.448 | 1 | 1 | 41310.813 | 1 | 1 | 1 |  | #REF! |  | 62633.991 | 171
505 | 1032.624 | 20282.976 | 1 | 1 | 48029.388 | 1 | 1 | 1 |  | #REF! |  | 62335.4453 | 170
506 | 1032.624 | 20592.489 | 1 | 1 | 55810.339 | 1 | 1 | 1 |  | #REF! |  | 59246.478 | 162
507 | 1032.624 | 20895.703 | 1 | 1 | 62987.922 | 1 | 1 | 1 |  | #REF! |  | 57695.1327 | 164
508 | 1032.624 | 21105.867 | 1 | 1 | 68068.657 | 1 | 1 | 1 |  | #REF! |  | 56795.1661 | 163
509 | 1032.624 | 21326.923 | 1 | 1 | 73256.676 | 1 | 1 | 1 |  | #REF! |  | 56266.1086 | 169
510 | 1762.222 | 21510.029 | 1 | 1 | 78588.671 | 1 | 1 | 1 |  | #REF! |  | 56159.4658 | 166
511 | 6139.858 | 21788.767 | 1 | 1 | 157441.909 | 1 | 1 | 1 |  | #REF! |  | 56458.4249 | 169
512 | 1762.222 | 51516.652 | 1 | 1 | 160444.731 | 1 | 1 | 1 |  | #REF! |  | 56980.1128 | 175
513 | 1032.624 | 80969.088 | 1 | 1 | 153314.682 | 1 | 1 | 1 |  | #REF! |  | 57351.9761 | 182
514 | 1153.24 | 98952.588 | 1 | 1 | 141803.01 | 1 | 1 | 1 |  | #REF! |  | 57321.552 | 171
515 | 1213.547 | 116449.745 | 1 | 1 | 131465.336 | 1 | 1 | 1 |  | #REF! |  | 57526.1241 | 151
516 | 1213.547 | 98876.551 | 1 | 1 | 123435.916 | 1 | 1 | 1 |  | #REF! |  | 58115.0672 | 137
517 | 6200.166 | 57661.781 | 1 | 1 | 108223.237 | 1 | 1 | 1 |  | #REF! |  | 56958.0826 | 132
518 | 1762.222 | 79710.627 | 1 | 1 | 111408.611 | 1 | 1 | 1 |  | #REF! |  | 57418.7442 | 138
519 | 1032.624 | 114234.155 | 1 | 1 | 109887.147 | 1 | 1 | 1 |  | #REF! |  | 57894.4619 | 136
520 | 1032.624 | 96895.13 | 1 | 1 | 110149.235 | 1 | 1 | 1 |  | #REF! |  | 57513.5179 | 140
521 | 1032.624 | 85080.448 | 1 | 1 | 112977.46 | 1 | 1 | 1 |  | #REF! |  | 57237.2848 | 156
522 | 1762.222 | 50729.235 | 1 | 1 | 116794.836 | 1 | 1 | 1 |  | #REF! |  | 58456.3208 | 189
523 | 6139.858 | 33669.497 | 1 | 1 | 110007.643 | 1 | 1 | 1 |  | #REF! |  | 60711.6981 | 225
524 | 7599.07 | 35080.734 | 1 | 1 | 107748.404 | 1 | 1 | 1 |  | #REF! |  | 61122.4993 | 229
525 | 1762.222 | 20161.522 | 1 | 1 | 117340.496 | 1 | 1 | 1 |  | #REF! |  | 60006.7473 | 228
526 | 1762.222 | 19916.934 | 1 | 1 | 39015.454 | 1 | 1 | 1 |  | #REF! |  | 59007.0971 | 221
527 | 1762.222 | 19663.463 | 1 | 1 | 44617.162 | 1 | 1 | 1 |  | #REF! |  | 60016.5748 | 207
528 | 1032.624 | 19889.057 | 1 | 1 | 52344.584 | 1 | 1 | 1 |  | #REF! |  | 61438.6851 | 203
529 | 1032.624 | 20011.912 | 1 | 1 | 54363.388 | 1 | 1 | 1 |  | #REF! |  | 60458.9269 | 193
530 | 1032.624 | 20049.549 | 1 | 1 | 56315.081 | 1 | 1 | 1 |  | #REF! |  | 57835.7289 | 184
531 | 1032.624 | 20095.301 | 1 | 1 | 57610.33 | 1 | 1 | 1 |  | #REF! |  | 57858.8612 | 183
532 | 1032.624 | 20179.102 | 1 | 1 | 59652.182 | 1 | 1 | 1 |  | #REF! |  | 57971.3534 | 179
533 | 1032.624 | 20276.808 | 1 | 1 | 61766.214 | 1 | 1 | 1 |  | #REF! |  | 58214.1186 | 174
534 | 1762.222 | 20376.693 | 1 | 1 | 64869.644 | 1 | 1 | 1 |  | #REF! |  | 59962.9361 | 180
535 | 6139.858 | 20575.121 | 1 | 1 | 141751.655 | 1 | 1 | 1 |  | #REF! |  | 62434.7681 | 197
536 | 1762.222 | 51290.814 | 1 | 1 | 144024.356 | 1 | 1 | 1 |  | #REF! |  | 64997.693 | 206
537 | 1032.624 | 80481.488 | 1 | 1 | 132344.805 | 1 | 1 | 1 |  | #REF! |  | 69632.2281 | 199
538 | 1153.24 | 98053.725 | 1 | 1 | 115336.902 | 1 | 1 | 1 |  | #REF! |  | 76754.5347 | 181
539 | 1213.547 | 115179.182 | 1 | 1 | 99861.553 | 1 | 1 | 1 |  | #REF! |  | 78636.576 | 152
540 | 1213.547 | 97125.718 | 1 | 1 | 86711.297 | 1 | 1 | 1 |  | #REF! |  | 79118.9297 | 138
541 | 6200.166 | 55590.042 | 1 | 1 | 67698.851 | 1 | 1 | 1 |  | #REF! |  | 74957.3657 | 128
542 | 1762.222 | 77163.101 | 1 | 1 | 69213.734 | 1 | 1 | 1 |  | #REF! |  | 72900.0064 | 125
543 | 1032.624 | 111304.548 | 1 | 1 | 66320.486 | 1 | 1 | 1 |  | #REF! |  | 75264.9596 | 130
544 | 1032.624 | 93903.225 | 1 | 1 | 65978.944 | 1 | 1 | 1 |  | #REF! |  | 74712.0254 | 135
545 | 1032.624 | 82268.974 | 1 | 1 | 71311.05 | 1 | 1 | 1 |  | #REF! |  | 75056.8835 | 149
546 | 1762.222 | 48350.696 | 1 | 1 | 79112.35 | 1 | 1 | 1 |  | #REF! |  | 75890.8326 | 171
547 | 6139.858 | 31638.257 | 1 | 1 | 73178.66 | 1 | 1 | 1 |  | #REF! |  | 76070.627 | 210
548 | 7599.07 | 33037.291 | 1 | 1 | 72441.478 | 1 | 1 | 1 |  | #REF! |  | 74059.0024 | 224
549 | 1762.222 | 18593.002 | 1 | 1 | 82785.385 | 1 | 1 | 1 |  | #REF! |  | 71303.0587 | 232
550 | 1762.222 | 18236.939 | 1 | 1 | 5038.081 | 1 | 1 | 1 |  | #REF! |  | 69429.6876 | 227
551 | 1762.222 | 17914.485 | 1 | 1 | 10380.109 | 1 | 1 | 1 |  | #REF! |  | 67868.872 | 222
552 | 1032.624 | 18056.872 | 1 | 1 | 19050.629 | 1 | 1 | 1 |  | #REF! |  | 68295.1906 | 202
553 | 1032.624 | 18246.257 | 1 | 1 | 26838.729 | 1 | 1 | 1 |  | #REF! |  | 67578.4031 | 200
554 | 1032.624 | 18386.095 | 1 | 1 | 34950.857 | 1 | 1 | 1 |  | #REF! |  | 65012.9081 | 190
555 | 1032.624 | 18639.339 | 1 | 1 | 42757.468 | 1 | 1 | 1 |  | #REF! |  | 64830.7111 | 183
556 | 1032.624 | 18885.272 | 1 | 1 | 48599.092 | 1 | 1 | 1 |  | #REF! |  | 64090.0093 | 175
557 | 1032.624 | 19124.415 | 1 | 1 | 53424.179 | 1 | 1 | 1 |  | #REF! |  | 63849.6317 | 173
558 | 1762.222 | 19346.744 | 1 | 1 | 58429.045 | 1 | 1 | 1 |  | #REF! |  | 65004.2509 | 178
559 | 6139.858 | 19658.785 | 1 | 1 | 137188.865 | 1 | 1 | 1 |  | #REF! |  | 66815.627 | 193
560 | 1762.222 | 51112.343 | 1 | 1 | 139767.694 | 1 | 1 | 1 |  | #REF! |  | 69264.3201 | 208
561 | 1032.624 | 80322.315 | 1 | 1 | 130129.974 | 1 | 1 | 1 |  | #REF! |  | 71781.3124 | 194
562 | 1153.24 | 97868.817 | 1 | 1 | 116024.537 | 1 | 1 | 1 |  | #REF! |  | 76647.782 | 180
563 | 1213.547 | 114963.382 | 1 | 1 | 103306.694 | 1 | 1 | 1 |  | #REF! |  | 78272.1727 | 149
564 | 1213.547 | 97043.204 | 1 | 1 | 92594.224 | 1 | 1 | 1 |  | #REF! |  | 77526.1334 | 128
565 | 6200.166 | 55583.85 | 1 | 1 | 74657.577 | 1 | 1 | 1 |  | #REF! |  | 73157.3309 | 122
566 | 1762.222 | 77224.961 | 1 | 1 | 77271.253 | 1 | 1 | 1 |  | #REF! |  | 71582.4124 | 120
567 | 1032.624 | 111416.196 | 1 | 1 | 74375.691 | 1 | 1 | 1 |  | #REF! |  | 73379.7282 | 117
568 | 1032.624 | 94043.044 | 1 | 1 | 73729.248 | 1 | 1 | 1 |  | #REF! |  | 72732.118 | 116
569 | 1032.624 | 82369.063 | 1 | 1 | 78075.024 | 1 | 1 | 1 |  | #REF! |  | 73353.6138 | 139
570 | 1762.222 | 48368.266 | 1 | 1 | 84349.255 | 1 | 1 | 1 |  | #REF! |  | 74391.7103 | 156
571 | 6139.858 | 31686.571 | 1 | 1 | 78908.763 | 1 | 1 | 1 |  | #REF! |  | 74442.2391 | 187
572 | 7599.07 | 33087.908 | 1 | 1 | 77605.719 | 1 | 1 | 1 |  | #REF! |  | 73304.6788 | 209
573 | 1762.222 | 18665.352 | 1 | 1 | 87926.028 | 1 | 1 | 1 |  | #REF! |  | 71176.9238 | 224
574 | 1762.222 | 18348.124 | 1 | 1 | 9165.586 | 1 | 1 | 1 |  | #REF! |  | 68747.3649 | 233
575 | 1762.222 | 18040.549 | 1 | 1 | 15748.761 | 1 | 1 | 1 |  | #REF! |  | 67773.8015 | 218
576 | 1032.624 | 18187.916 | 1 | 1 | 24225.197 | 1 | 1 | 1 |  | #REF! |  | 67673.3146 | 208
577 | 1032.624 | 18269.845 | 1 | 1 | 29208.004 | 1 | 1 | 1 |  | #REF! |  | 66403.1829 | 194
578 | 1032.624 | 18281.549 | 1 | 1 | 34155.595 | 1 | 1 | 1 |  | #REF! |  | 63638.4233 | 190
579 | 1032.624 | 18358.588 | 1 | 1 | 38363.494 | 1 | 1 | 1 |  | #REF! |  | 61541.4281 | 181
580 | 1032.624 | 18466.215 | 1 | 1 | 42567.321 | 1 | 1 | 1 |  | #REF! |  | 61213.0066 | 176
581 | 1032.624 | 18585.029 | 1 | 1 | 45734.063 | 1 | 1 | 1 |  | #REF! |  | 61621.891 | 169
582 | 1762.222 | 18737.174 | 1 | 1 | 50000.196 | 1 | 1 | 1 |  | #REF! |  | 62417.2268 | 172
583 | 6139.858 | 18955.072 | 1 | 1 | 127595.142 | 1 | 1 | 1 |  | #REF! |  | 64618.4606 | 187
584 | 1762.222 | 50795.97 | 1 | 1 | 130039.253 | 1 | 1 | 1 |  | #REF! |  | 67482.2053 | 202
585 | 1032.624 | 79946.038 | 1 | 1 | 120496.824 | 1 | 1 | 1 |  | #REF! |  | 70827.2499 | 197
586 | 1153.24 | 97280.426 | 1 | 1 | 105484.249 | 1 | 1 | 1 |  | #REF! |  | 75890.7247 | 170
587 | 1213.547 | 114231.97 | 1 | 1 | 91964.497 | 1 | 1 | 1 |  | #REF! |  | 76093.4388 | 142
588 | 1213.547 | 96110.513 | 1 | 1 | 80379.584 | 1 | 1 | 1 |  | #REF! |  | 76079.0128 | 122
589 | 6200.166 | 54579.566 | 1 | 1 | 61601.847 | 1 | 1 | 1 |  | #REF! |  | 71184.5053 | 111
590 | 1762.222 | 76121.331 | 1 | 1 | 63762.014 | 1 | 1 | 1 |  | #REF! |  | 69884.682 | 104
591 | 1032.624 | 110291.755 | 1 | 1 | 60956.613 | 1 | 1 | 1 |  | #REF! |  | 71899.6625 | 101
592 | 1032.624 | 92963.053 | 1 | 1 | 60624.781 | 1 | 1 | 1 |  | #REF! |  | 70853.9173 | 115
593 | 1032.624 | 81310.346 | 1 | 1 | 65065.325 | 1 | 1 | 1 |  | #REF! |  | 71350.6093 | 131
594 | 1762.222 | 47353.535 | 1 | 1 | 71515.633 | 1 | 1 | 1 |  | #REF! |  | 71875.8107 | 156
595 | 6139.858 | 30770.711 | 1 | 1 | 64031.72 | 1 | 1 | 1 |  | #REF! |  | 72309.7737 | 185
596 | 7599.07 | 32123.339 | 1 | 1 | 62211.31 | 1 | 1 | 1 |  | #REF! |  | 70863.9341 | 205
597 | 1762.222 | 17960.534 | 1 | 1 | 71553.141 | 1 | 1 | 1 |  | #REF! |  | 68687.5497 | 215
598 | 1762.222 | 17581.8 | 1 | 1 | 3048.562 | 1 | 1 | 1 |  | #REF! |  | 67056.8795 | 215
599 | 1762.222 | 17210.175 | 1 | 1 | 2033.587 | 1 | 1 | 1 |  | #REF! |  | 65557.8267 | 215
600 | 1032.624 | 17261.436 | 1 | 1 | 3502.798 | 1 | 1 | 1 |  | #REF! |  | 66635.6526 | 207
601 | 1032.624 | 17063.823 | 1 | 1 | 8385.411 | 1 | 1 | 1 |  | #REF! |  | 66199.7879 | 195
602 | 1032.624 | 17015.069 | 1 | 1 | 13742.303 | 1 | 1 | 1 |  | #REF! |  | 63138.2271 | 183
603 | 1032.624 | 17028.369 | 1 | 1 | 17906.563 | 1 | 1 | 1 |  | #REF! |  | 61760.5266 | 186
604 | 1032.624 | 17033.362 | 1 | 1 | 21522.311 | 1 | 1 | 1 |  | #REF! |  | 62065.9778 | 175
605 | 1032.624 | 17050.529 | 1 | 1 | 25491.514 | 1 | 1 | 1 |  | #REF! |  | 62500.2932 | 170
606 | 1762.222 | 17056.469 | 1 | 1 | 27791.965 | 1 | 1 | 1 |  | #REF! |  | 63260.9479 | 174
607 | 6139.858 | 17163.947 | 1 | 1 | 103643.541 | 1 | 1 | 1 |  | #REF! |  | 64612.069 | 183
608 | 1762.222 | 32078.343 | 1 | 1 | 108910.404 | 1 | 1 | 1 |  | #REF! |  | 66751.7234 | 196
609 | 1032.624 | 32743.925 | 1 | 1 | 102960.206 | 1 | 1 | 1 |  | #REF! |  | 69666.0555 | 188
610 | 1153.24 | 33235.383 | 1 | 1 | 90120.204 | 1 | 1 | 1 |  | #REF! |  | 73221.5991 | 170
611 | 1213.547 | 33579.163 | 1 | 1 | 77736.721 | 1 | 1 | 1 |  | #REF! |  | 73911.1295 | 140
612 | 1213.547 | 32732.202 | 1 | 1 | 66869.502 | 1 | 1 | 1 |  | #REF! |  | 73545.6193 | 123
613 | 6200.166 | 30610.006 | 1 | 1 | 46855.287 | 1 | 1 | 1 |  | #REF! |  | 68653.8839 | 115
614 | 1762.222 | 30264.268 | 1 | 1 | 48748.94 | 1 | 1 | 1 |  | #REF! |  | 66468.9467 | 113
615 | 1032.624 | 30934.926 | 1 | 1 | 46064.794 | 1 | 1 | 1 |  | #REF! |  | 67373.0007 | 114
616 | 1032.624 | 30551.318 | 1 | 1 | 44795.42 | 1 | 1 | 1 |  | #REF! |  | 64743.0215 | 118
617 | 1032.624 | 30308.503 | 1 | 1 | 48648.831 | 1 | 1 | 1 |  | #REF! |  | 63338.1042 | 131
618 | 1762.222 | 29865.193 | 1 | 1 | 53800.512 | 1 | 1 | 1 |  | #REF! |  | 61778.5497 | 149
619 | 6139.858 | 29927.439 | 1 | 1 | 48366.301 | 1 | 1 | 1 |  | #REF! |  | 62681.1663 | 180
620 | 7599.07 | 31324.146 | 1 | 1 | 46714.681 | 1 | 1 | 1 |  | #REF! |  | 62096.351 | 194
621 | 1762.222 | 17516.159 | 1 | 1 | 57927.055 | 1 | 1 | 1 |  | #REF! |  | 61110.9225 | 200
622 | 1762.222 | 17146.152 | 1 | 1 | 2447.046 | 1 | 1 | 1 |  | #REF! |  | 59915.823 | 195
623 | 1762.222 | 16787.366 | 1 | 1 | 2010.87 | 1 | 1 | 1 |  | #REF! |  | 59852.8926 | 192
624 | 1032.624 | 16854.456 | 1 | 1 | 1387.295 | 1 | 1 | 1 |  | #REF! |  | 60883.1043 | 176
625 | 1032.624 | 16948.91 | 1 | 1 | 2895.264 | 1 | 1 | 1 |  | #REF! |  | 60172.2877 | 165
626 | 1032.624 | 16984.062 | 1 | 1 | 10775.513 | 1 | 1 | 1 |  | #REF! |  | 57911.2885 | 151
627 | 1032.624 | 17070.573 | 1 | 1 | 18397.581 | 1 | 1 | 1 |  | #REF! |  | 56472.3205 | 151
628 | 1032.624 | 17111.919 | 1 | 1 | 23964.229 | 1 | 1 | 1 |  | #REF! |  | 55758.0755 | 140
629 | 1032.624 | 17142.234 | 1 | 1 | 28916.484 | 1 | 1 | 1 |  | #REF! |  | 54603.64 | 135
630 | 1762.222 | 17173.732 | 1 | 1 | 32332.469 | 1 | 1 | 1 |  | #REF! |  | 54398.3547 | 137
631 | 6139.858 | 17294.339 | 1 | 1 | 108592.714 | 1 | 1 | 1 |  | #REF! |  | 54253.981 | 148
632 | 1762.222 | 17616.993 | 1 | 1 | 113437.513 | 1 | 1 | 1 |  | #REF! |  | 54884.1001 | 165
633 | 1032.624 | 18508.372 | 1 | 1 | 108198.269 | 1 | 1 | 1 |  | #REF! |  | 53787.6981 | 171
634 | 1153.24 | 19316.938 | 1 | 1 | 98363.212 | 1 | 1 | 1 |  | #REF! |  | 53635.8524 | 170
635 | 1213.547 | 19957.338 | 1 | 1 | 88567.861 | 1 | 1 | 1 |  | #REF! |  | 52795.4097 | 153
636 | 1213.547 | 19444.19 | 1 | 1 | 81481.515 | 1 | 1 | 1 | 15479.6768 | 0 |  | 52300.1154 | 134
637 | 6200.166 | 17581.156 | 1 | 1 | 64098.19 | 1 | 1 | 1 | 31851.3833 | 0 |  | 51634.1079 | 125
638 | 1762.222 | 17388.163 | 1 | 1 | 66640.19 | 1 | 1 | 1 | 9460.3929 | 0 |  | 50813.4703 | 118
639 | 1032.624 | 18135.777 | 1 | 1 | 64037.451 | 1 | 1 | 1 | 18869.8273 | 0 |  | 50869.5966 | 110
640 | 1032.624 | 17776.902 | 1 | 1 | 62614.753 | 1 | 1 | 1 | 630.5812 | 0 |  | 50506.9329 | 112
641 | 1032.624 | 17518.595 | 1 | 1 | 64096.18 | 1 | 1 | 1 |  | #REF! |  | 50861.9193 | 122
642 | 1762.222 | 16972.915 | 1 | 1 | 67724.923 | 1 | 1 | 1 |  | #REF! |  | 50574.5195 | 149
643 | 6139.858 | 17027.326 | 1 | 1 | 62952.491 | 1 | 1 | 1 |  | #REF! |  | 52204.5768 | 184
644 | 7599.07 | 18428.167 | 1 | 1 | 63963.202 | 1 | 1 | 1 |  | #REF! |  | 53175.4022 | 190
645 | 1762.222 | 17982.17 | 1 | 1 | 74763.842 | 1 | 1 | 1 |  | #REF! |  | 53145.7495 | 189
646 | 1762.222 | 17645.517 | 1 | 1 | 2762.724 | 1 | 1 | 1 |  | #REF! |  | 53035.2801 | 184
647 | 1762.222 | 17301.568 | 1 | 1 | 7807.501 | 1 | 1 | 1 |  | #REF! |  | 54990.6884 | 177
648 | 1032.624 | 17406.164 | 1 | 1 | 17700.751 | 1 | 1 | 1 |  | #REF! |  | 56890.9673 | 164
649 | 1032.624 | 21035.897 | 1 | 1 | 24839.385 | 1 | 1 | 1 |  | #REF! |  | 56731.8527 | 160
650 | 1032.624 | 21059.234 | 1 | 1 | 32001.278 | 1 | 1 | 1 |  | #REF! |  | 54099.525 | 156
651 | 1032.624 | 21147.717 | 1 | 1 | 38633.82 | 1 | 1 | 1 |  | #REF! |  | 52226.4182 | 156
652 | 1032.624 | 21161.487 | 1 | 1 | 43537.493 | 1 | 1 | 1 |  | #REF! |  | 50959.7124 | 155
653 | 1032.624 | 21159.093 | 1 | 1 | 47592.656 | 1 | 1 | 1 |  | #REF! |  | 50596.0883 | 149
654 | 1762.222 | 21137.74 | 1 | 1 | 52239.724 | 1 | 1 | 1 |  | #REF! |  | 50928.3297 | 152
655 | 6139.858 | 21199.617 | 1 | 1 | 130539.331 | 1 | 1 | 1 |  | #REF! |  | 51790.4791 | 164
656 | 1762.222 | 50918.47 | 1 | 1 | 132586.464 | 1 | 1 | 1 |  | #REF! |  | 52277.004 | 179
657 | 1032.624 | 80234.631 | 1 | 1 | 124565.704 | 1 | 1 | 1 |  | #REF! |  | 51195.2732 | 165
658 | 1153.24 | 97915.661 | 1 | 1 | 110842.513 | 1 | 1 | 1 |  | #REF! |  | 47069.8273 | 140
659 | 1213.547 | 115320.837 | 1 | 1 | 98811.274 | 1 | 1 | 1 | 10187.7308 | 0 |  | 44910.4197 | 122
660 | 1213.547 | 97579.117 | 1 | 1 | 87904.873 | 1 | 1 | 1 | 25233.8075 | 0 |  | 45109.1082 | 108
661 | 6200.166 | 56221.253 | 1 | 1 | 71415.709 | 1 | 1 | 1 | 8039.1624 | 0 |  | 44737.7887 | 95
662 | 1762.222 | 77989.466 | 1 | 1 | 75332.464 | 1 | 1 | 1 | 25417.9571 | 0 |  | 44977.9166 | 93
663 | 1032.624 | 112221.348 | 1 | 1 | 72454.901 | 1 | 1 | 1 | 12516.9763 | 0 |  | 45181.1251 | 89
664 | 1032.624 | 94785.123 | 1 | 1 | 71807.077 | 1 | 1 | 1 |  | #REF! |  | 45473.13 | 86
665 | 1032.624 | 82921.61 | 1 | 1 | 74722.506 | 1 | 1 | 1 |  | #REF! |  | 46521.8391 | 109
666 | 1762.222 | 48696.945 | 1 | 1 | 79617.099 | 1 | 1 | 1 |  | #REF! |  | 48000.4797 | 133
667 | 6139.858 | 31784.747 | 1 | 1 | 76052.512 | 1 | 1 | 1 |  | #REF! |  | 48946.9258 | 143
668 | 7599.07 | 33253.71 | 1 | 1 | 76622.873 | 1 | 1 | 1 |  | #REF! |  | 49600.4319 | 157
669 | 1762.222 | 18772.63 | 1 | 1 | 89638.306 | 1 | 1 | 1 |  | #REF! |  | 49538.6796 | 164
670 | 1762.222 | 18589.82 | 1 | 1 | 13290.155 | 1 | 1 | 1 |  | #REF! |  | 49830.1085 | 164
671 | 1762.222 | 18402.84 | 1 | 1 | 22474.327 | 1 | 1 | 1 |  | #REF! |  | 51590.9811 | 165
672 | 1032.624 | 18696.487 | 1 | 1 | 32910.898 | 1 | 1 | 1 |  | #REF! |  | 53815.3298 | 157
673 | 1032.624 | 19010.402 | 1 | 1 | 40865.066 | 1 | 1 | 1 |  | #REF! |  | 53464.535 | 143
674 | 1032.624 | 19313.828 | 1 | 1 | 49068.142 | 1 | 1 | 1 |  | #REF! |  | 50745.747 | 143
675 | 1032.624 | 19709.03 | 1 | 1 | 56553.627 | 1 | 1 | 1 |  | #REF! |  | 49675.6267 | 133
676 | 1032.624 | 19981.881 | 1 | 1 | 61644.067 | 1 | 1 | 1 |  | #REF! |  | 48475.343 | 122
677 | 1032.624 | 20325.329 | 1 | 1 | 67183.224 | 1 | 1 | 1 |  | #REF! |  | 48419.8123 | 119
678 | 1762.222 | 20571.938 | 1 | 1 | 72442.764 | 1 | 1 | 1 |  | #REF! |  | 48450.8044 | 119
679 | 6139.858 | 20876.157 | 1 | 1 | 150713.022 | 1 | 1 | 1 |  | #REF! |  | 48663.3499 | 121
680 | 1762.222 | 51460.189 | 1 | 1 | 152795.292 | 1 | 1 | 1 |  | #REF! |  | 48692.4725 | 131
681 | 1032.624 | 80799.574 | 1 | 1 | 144901.493 | 1 | 1 | 1 |  | #REF! |  | 48259.7238 | 142
682 | 1153.24 | 98524.011 | 1 | 1 | 132459.86 | 1 | 1 | 1 |  | #REF! |  | 49023.2061 | 144
683 | 1213.547 | 115991.797 | 1 | 1 | 121678.871 | 1 | 1 | 1 |  | #REF! |  | 50292.8317 | 135
684 | 1213.547 | 98272.776 | 1 | 1 | 112282.343 | 1 | 1 | 1 |  | #REF! |  | 51298.2561 | 125
685 | 6200.166 | 56904.43 | 1 | 1 | 94925.498 | 1 | 1 | 1 |  | #REF! |  | 51242.5071 | 124
686 | 1762.222 | 78751.322 | 1 | 1 | 97401.767 | 1 | 1 | 1 |  | #REF! |  | 52347.2738 | 124
687 | 1032.624 | 113113.123 | 1 | 1 | 94969.746 | 1 | 1 | 1 |  | #REF! |  | 53079.7524 | 128
688 | 1032.624 | 95717.45 | 1 | 1 | 94253.594 | 1 | 1 | 1 |  | #REF! |  | 53629.8406 | 133
689 | 1032.624 | 83947.6 | 1 | 1 | 97794.589 | 1 | 1 | 1 |  | #REF! |  | 53698.1846 | 145
690 | 1762.222 | 49705.694 | 1 | 1 | 101799.146 | 1 | 1 | 1 |  | #REF! |  | 53983.0774 | 165
691 | 6139.858 | 32723.992 | 1 | 1 | 95673.917 | 1 | 1 | 1 |  | #REF! |  | 55284.9558 | 177
692 | 7599.07 | 34056.32 | 1 | 1 | 93832.338 | 1 | 1 | 1 |  | #REF! |  | 54123.414 | 177
693 | 1762.222 | 19361.252 | 1 | 1 | 104083.121 | 1 | 1 | 1 |  | #REF! |  | 53837.067 | 175
694 | 1762.222 | 19050.882 | 1 | 1 | 25242.635 | 1 | 1 | 1 |  | #REF! |  | 53456.5622 | 169
695 | 1762.222 | 18763.481 | 1 | 1 | 31669.756 | 1 | 1 | 1 |  | #REF! |  | 54537.1971 | 165
696 | 1032.624 | 18950.715 | 1 | 1 | 39111.482 | 1 | 1 | 1 |  | #REF! |  | 56049.0872 | 159
697 | 1032.624 | 19067.844 | 1 | 1 | 42991.664 | 1 | 1 | 1 |  | #REF! |  | 55508.1425 | 152
698 | 1032.624 | 19113.647 | 1 | 1 | 46519.33 | 1 | 1 | 1 |  | #REF! |  | 52304.3309 | 147
699 | 1032.624 | 19238.864 | 1 | 1 | 49848.314 | 1 | 1 | 1 |  | #REF! |  | 51731.1747 | 141
700 | 1032.624 | 19404.397 | 1 | 1 | 53275.352 | 1 | 1 | 1 |  | #REF! |  | 51849.3526 | 133
701 | 1032.624 | 19541.969 | 1 | 1 | 56147.363 | 1 | 1 | 1 |  | #REF! |  | 51361.9213 | 134
702 | 1762.222 | 19697.389 | 1 | 1 | 60272.49 | 1 | 1 | 1 |  | #REF! |  | 51977.3669 | 139
703 | 6139.858 | 19905.93 | 1 | 1 | 137321.232 | 1 | 1 | 1 |  | #REF! |  | 51717.2239 | 161
704 | 1762.222 | 51139.541 | 1 | 1 | 139874.352 | 1 | 1 | 1 |  | #REF! |  | 52141.4634 | 160
705 | 1032.624 | 80355.626 | 1 | 1 | 129982.439 | 1 | 1 | 1 |  | #REF! |  | 52144.0199 | 161
706 | 1153.24 | 97966.053 | 1 | 1 | 115362.998 | 1 | 1 | 1 |  | #REF! |  | 52476.5005 | 164
707 | 1213.547 | 115036.507 | 1 | 1 | 101233.355 | 1 | 1 | 1 |  | #REF! |  | 53590.6 | 164
708 | 1213.547 | 97023.052 | 1 | 1 | 89241.267 | 1 | 1 | 1 |  | #REF! |  | 53445.36 | 148
709 | 6200.166 | 55527.577 | 1 | 1 | 71184.398 | 1 | 1 | 1 |  | #REF! |  | 53018.5861 | 139
710 | 1762.222 | 77250.545 | 1 | 1 | 75522.009 | 1 | 1 | 1 |  | #REF! |  | 52860.1155 | 134
711 | 1032.624 | 111410.323 | 1 | 1 | 72583.083 | 1 | 1 | 1 |  | #REF! |  | 52729.1156 | 125
712 | 1032.624 | 93997.753 | 1 | 1 | 71545.04 | 1 | 1 | 1 |  | #REF! |  | 52538.7469 | 136
713 | 1032.624 | 82279.493 | 1 | 1 | 75440.245 | 1 | 1 | 1 |  | #REF! |  | 53235.9485 | 151
714 | 1762.222 | 48252.234 | 1 | 1 | 81003.944 | 1 | 1 | 1 |  | #REF! |  | 54948.3473 | 171
715 | 6139.858 | 31527.6 | 1 | 1 | 74589.812 | 1 | 1 | 1 |  | #REF! |  | 57614.6348 | 205
716 | 7599.07 | 32890.98 | 1 | 1 | 72713.418 | 1 | 1 | 1 |  | #REF! |  | 58731.2064 | 219
717 | 1762.222 | 18515.502 | 1 | 1 | 83091.435 | 1 | 1 | 1 |  | #REF! |  | 58577.4832 | 211
718 | 1762.222 | 18148.508 | 1 | 1 | 4838.464 | 1 | 1 | 1 |  | #REF! |  | 58069.9574 | 210
719 | 1762.222 | 17826.572 | 1 | 1 | 9882.287 | 1 | 1 | 1 |  | #REF! |  | 58580.675 | 200
720 | 1032.624 | 17949.385 | 1 | 1 | 18057.38 | 1 | 1 | 1 |  | #REF! |  | 59719.7448 | 190
721 | 1032.624 | 18099.282 | 1 | 1 | 24517.052 | 1 | 1 | 1 |  | #REF! |  | 58535.472 | 177
722 | 1032.624 | 18172.499 | 1 | 1 | 31078.854 | 1 | 1 | 1 |  | #REF! |  | 56235.0806 | 172
723 | 1032.624 | 18321.737 | 1 | 1 | 37204.133 | 1 | 1 | 1 |  | #REF! |  | 56707.9118 | 167
724 | 1032.624 | 18458.509 | 1 | 1 | 42298.53 | 1 | 1 | 1 |  | #REF! |  | 56067.49 | 168
725 | 1032.624 | 18644.071 | 1 | 1 | 46823.593 | 1 | 1 | 1 |  | #REF! |  | 56104.483 | 165
726 | 1762.222 | 18825.338 | 1 | 1 | 51650.363 | 1 | 1 | 1 |  | #REF! |  | 57542.2392 | 173
727 | 6139.858 | 19116.799 | 1 | 1 | 130305.591 | 1 | 1 | 1 |  | #REF! |  | 59439.6188 | 179
728 | 1762.222 | 50900.027 | 1 | 1 | 133022.454 | 1 | 1 | 1 |  | #REF! |  | 61691.3889 | 193
729 | 1032.624 | 80114.948 | 1 | 1 | 124548.628 | 1 | 1 | 1 |  | #REF! |  | 66626.2238 | 189
730 | 1153.24 | 97584.137 | 1 | 1 | 111774.178 | 1 | 1 | 1 |  | #REF! |  | 72680.6699 | 174
731 | 1213.547 | 114690.332 | 1 | 1 | 100203.374 | 1 | 1 | 1 |  | #REF! |  | 73983.653 | 143
732 | 1213.547 | 96727.182 | 1 | 1 | 89662.535 | 1 | 1 | 1 |  | #REF! |  | 73832.636 | 123
733 | 6200.166 | 55240.243 | 1 | 1 | 71685.631 | 1 | 1 | 1 |  | #REF! |  | 69992.0327 | 118
734 | 1762.222 | 76884.121 | 1 | 1 | 75205.268 | 1 | 1 | 1 |  | #REF! |  | 67713.2255 | 111
735 | 1032.624 | 111089.554 | 1 | 1 | 72853.836 | 1 | 1 | 1 |  | #REF! |  | 69537.5123 | 110
736 | 1032.624 | 93771.862 | 1 | 1 | 72765.452 | 1 | 1 | 1 |  | #REF! |  | 69430.7886 | 121
737 | 1032.624 | 82063.899 | 1 | 1 | 76408.563 | 1 | 1 | 1 |  | #REF! |  | 69528.8218 | 131
738 | 1762.222 | 48026.561 | 1 | 1 | 81400.64 | 1 | 1 | 1 |  | #REF! |  | 69780.742 | 166
739 | 6139.858 | 31207.569 | 1 | 1 | 72009.623 | 1 | 1 | 1 |  | #REF! |  | 69735.1812 | 184
740 | 7599.07 | 32445.616 | 1 | 1 | 67439.51 | 1 | 1 | 1 |  | #REF! |  | 68909.6249 | 209
741 | 1762.222 | 18117.075 | 1 | 1 | 74900.457 | 1 | 1 | 1 |  | #REF! |  | 66956.7703 | 211
742 | 1762.222 | 17651.894 | 1 | 1 | 3088.342 | 1 | 1 | 1 |  | #REF! |  | 64629.2924 | 218
743 | 1762.222 | 17190.137 | 1 | 1 | 2038.253 | 1 | 1 | 1 |  | #REF! |  | 64036.1011 | 202
744 | 1032.624 | 17179.879 | 1 | 1 | 2730.486 | 1 | 1 | 1 |  | #REF! |  | 64162.743 | 188
745 | 1032.624 | 17189.425 | 1 | 1 | 3766.014 | 1 | 1 | 1 |  | #REF! |  | 63241.5937 | 185
746 | 1032.624 | 17138.871 | 1 | 1 | 7260.197 | 1 | 1 | 1 |  | #REF! |  | 60580.5099 | 176
747 | 1032.624 | 17099.108 | 1 | 1 | 9395.554 | 1 | 1 | 1 |  | #REF! |  | 60792.95 | 170
748 | 1032.624 | 17115.821 | 1 | 1 | 12759.164 | 1 | 1 | 1 |  | #REF! |  | 60175.2348 | 166
749 | 1032.624 | 17130.684 | 1 | 1 | 15854.053 | 1 | 1 | 1 |  | #REF! |  | 60027.3838 | 161
750 | 1762.222 | 17120.757 | 1 | 1 | 19009.743 | 1 | 1 | 1 |  | #REF! |  | 60446.6958 | 167
751 | 6139.858 | 17221.056 | 1 | 1 | 97802.594 | 1 | 1 | 1 |  | #REF! |  | 62545.423 | 167
752 | 1762.222 | 47291.012 | 1 | 1 | 100461.614 | 1 | 1 | 1 |  | #REF! |  | 63026.4173 | 177
753 | 1032.624 | 74598.321 | 1 | 1 | 90669.837 | 1 | 1 | 1 |  | #REF! |  | 67799.5338 | 172
754 | 1153.24 | 90157.624 | 1 | 1 | 76882.951 | 1 | 1 | 1 |  | #REF! |  | 74834.6528 | 153
755 | 1213.547 | 105485.093 | 1 | 1 | 63761.23 | 1 | 1 | 1 |  | #REF! |  | 76063.5264 | 133
756 | 1213.547 | 88741.739 | 1 | 1 | 52295.899 | 1 | 1 | 1 |  | #REF! |  | 75294.4238 | 111
757 | 6200.166 | 51386.385 | 1 | 1 | 34045.093 | 1 | 1 | 1 |  | #REF! |  | 70636.5143 | 105
758 | 1762.222 | 70218.637 | 1 | 1 | 37067.577 | 1 | 1 | 1 |  | #REF! |  | 68999.8911 | 108
759 | 1032.624 | 101603.36 | 1 | 1 | 34240.283 | 1 | 1 | 1 |  | #REF! |  | 71522.056 | 113
760 | 1032.624 | 85689.306 | 1 | 1 | 33594.731 | 1 | 1 | 1 |  | #REF! |  | 71185.2784 | 117
761 | 1032.624 | 74048.329 | 1 | 1 | 37655.154 | 1 | 1 | 1 |  | #REF! |  | 71041.743 | 124
762 | 1762.222 | 42795.822 | 1 | 1 | 42481.518 | 1 | 1 | 1 |  | #REF! |  | 71043.2163 | 148
763 | 6139.858 | 29421.616 | 1 | 1 | 37314.911 | 1 | 1 | 1 |  | #REF! |  | 70737.1455 | 193
764 | 7599.07 | 30849.952 | 1 | 1 | 37508.604 | 1 | 1 | 1 |  | #REF! |  | 69826.0957 | 209
765 | 1762.222 | 17238.833 | 1 | 1 | 49812.74 | 1 | 1 | 1 |  | #REF! |  | 68295.1174 | 215
766 | 1762.222 | 16866.185 | 1 | 1 | 2981.515 | 1 | 1 | 1 |  | #REF! |  | 66500.0541 | 218
767 | 1762.222 | 16506.798 | 1 | 1 | 1667.182 | 1 | 1 | 1 |  | #REF! |  | 65762.3282 | 210
768 | 1032.624 | 16595.116 | 1 | 1 | 1279.857 | 1 | 1 | 1 |  | #REF! |  | 65914.2715 | 197
769 | 1032.624 | 16732.854 | 1 | 1 | 623.785 | 1 | 1 | 1 |  | #REF! |  | 65867.8098 | 182
770 | 1032.624 | 16814.165 | 1 | 1 | 2394.986 | 1 | 1 | 1 |  | #REF! |  | 62972.5197 | 178
771 | 1032.624 | 16970.554 | 1 | 1 | 11707.77 | 1 | 1 | 1 |  | #REF! |  | 62461.7792 | 170
772 | 1032.624 | 17013.904 | 1 | 1 | 17655.784 | 1 | 1 | 1 |  | #REF! |  | 62101.3471 | 170
773 | 1032.624 | 17094.47 | 1 | 1 | 24417.325 | 1 | 1 | 1 |  | #REF! |  | 62649.7195 | 162
774 | 1762.222 | 17140.957 | 1 | 1 | 28721.708 | 1 | 1 | 1 |  | #REF! |  | 64365.2137 | 165
775 | 6139.858 | 17280.347 | 1 | 1 | 106121.828 | 1 | 1 | 1 |  | #REF! |  | 65366.6901 | 179
776 | 1762.222 | 32082.543 | 1 | 1 | 111193.609 | 1 | 1 | 1 |  | #REF! |  | 67313.1869 | 193
777 | 1032.624 | 32791.9 | 1 | 1 | 106769.45 | 1 | 1 | 1 |  | #REF! |  | 70454.909 | 181
778 | 1153.24 | 33418.657 | 1 | 1 | 96614.313 | 1 | 1 | 1 |  | #REF! |  | 74692.5722 | 159
779 | 1213.547 | 33894.064 | 1 | 1 | 86826.082 | 1 | 1 | 1 |  | #REF! |  | 75492.2898 | 135
780 | 1213.547 | 33182.98 | 1 | 1 | 78709.572 | 1 | 1 | 1 | 1862.0079 | 0 |  | 75095.4479 | 110
781 | 6200.166 | 31184.834 | 1 | 1 | 61511.966 | 1 | 1 | 1 | 5136.1177 | 0 |  | 70265.2672 | 99
782 | 1762.222 | 30924.689 | 1 | 1 | 65186.615 | 1 | 1 | 1 |  | #REF! |  | 67921.2054 | 91
783 | 1032.624 | 31682.036 | 1 | 1 | 64897.104 | 1 | 1 | 1 | 1236.6039 | 0 |  | 70648.4982 | 100
784 | 1032.624 | 31321.353 | 1 | 1 | 63938.299 | 1 | 1 | 1 |  | #REF! |  | 69761.2402 | 103
785 | 1032.624 | 31055.339 | 1 | 1 | 67188.928 | 1 | 1 | 1 |  | #REF! |  | 69971.1528 | 109
786 | 1762.222 | 30532.857 | 1 | 1 | 70396.73 | 1 | 1 | 1 |  | #REF! |  | 70978.3539 | 124
787 | 6139.858 | 30567.541 | 1 | 1 | 64390.823 | 1 | 1 | 1 |  | #REF! |  | 70720.3356 | 169
788 | 7599.07 | 31956.697 | 1 | 1 | 62436.123 | 1 | 1 | 1 |  | #REF! |  | 70910.6093 | 187
789 | 1762.222 | 17913.577 | 1 | 1 | 72753.98 | 1 | 1 | 1 |  | #REF! |  | 68813.2452 | 198
790 | 1762.222 | 17528.812 | 1 | 1 | 2578.187 | 1 | 1 | 1 |  | #REF! |  | 66055.1358 | 201
791 | 1762.222 | 17141.013 | 1 | 1 | 3547.583 | 1 | 1 | 1 |  | #REF! |  | 65146.8354 | 188
792 | 1032.624 | 17219.841 | 1 | 1 | 11160.642 | 1 | 1 | 1 |  | #REF! |  | 65190.4927 | 171
793 | 1032.624 | 17199.763 | 1 | 1 | 15565.22 | 1 | 1 | 1 |  | #REF! |  | 65274.9033 | 169
794 | 1032.624 | 17120.616 | 1 | 1 | 19842.275 | 1 | 1 | 1 |  | #REF! |  | 62189.6367 | 151
795 | 1032.624 | 17126.12 | 1 | 1 | 24258.979 | 1 | 1 | 1 |  | #REF! |  | 61139.3432 | 145
796 | 1032.624 | 17103.824 | 1 | 1 | 27239.494 | 1 | 1 | 1 |  | #REF! |  | 61413.101 | 136
797 | 1032.624 | 17098.004 | 1 | 1 | 30494.271 | 1 | 1 | 1 |  | #REF! |  | 62044.7089 | 140
798 | 1762.222 | 17091.98 | 1 | 1 | 32214.614 | 1 | 1 | 1 |  | #REF! |  | 63473.5653 | 141
799 | 6139.858 | 17189.994 | 1 | 1 | 107424.236 | 1 | 1 | 1 |  | #REF! |  | 64643.9229 | 149
800 | 1762.222 | 17515.638 | 1 | 1 | 112024.121 | 1 | 1 | 1 |  | #REF! |  | 66737.2617 | 172
801 | 1032.624 | 18366.712 | 1 | 1 | 105314.359 | 1 | 1 | 1 |  | #REF! |  | 68831.908 | 160
802 | 1153.24 | 19148.514 | 1 | 1 | 94426.826 | 1 | 1 | 1 |  | #REF! |  | 73905.3282 | 143
803 | 1213.547 | 19783.351 | 1 | 1 | 84948.13 | 1 | 1 | 1 |  | #REF! |  | 73356.0858 | 115
804 | 1213.547 | 19199.456 | 1 | 1 | 74848.316 | 1 | 1 | 1 |  | #REF! |  | 72981.1189 | 100
805 | 6200.166 | 17269.723 | 1 | 1 | 54779.478 | 1 | 1 | 1 |  | #REF! |  | 68600.3134 | 86
806 | 1762.222 | 17065.751 | 1 | 1 | 56947.693 | 1 | 1 | 1 |  | #REF! |  | 66078.0323 | 90
807 | 1032.624 | 17819.992 | 1 | 1 | 54796.839 | 1 | 1 | 1 |  | #REF! |  | 68890.0215 | 93
808 | 1032.624 | 17482.756 | 1 | 1 | 53556.056 | 1 | 1 | 1 |  | #REF! |  | 67969.4511 | 95
809 | 1032.624 | 17224.994 | 1 | 1 | 54567.811 | 1 | 1 | 1 |  | #REF! |  | 69194.6186 | 97
810 | 1762.222 | 16718.602 | 1 | 1 | 59495.483 | 1 | 1 | 1 |  | #REF! |  | 69002.1374 | 123
811 | 6139.858 | 16728.762 | 1 | 1 | 53156.561 | 1 | 1 | 1 |  | #REF! |  | 69038.9622 | 155
812 | 7599.07 | 18090.705 | 1 | 1 | 52934.85 | 1 | 1 | 1 |  | #REF! |  | 68358.8571 | 175
813 | 1762.222 | 17612.553 | 1 | 1 | 62671.895 | 1 | 1 | 1 |  | #REF! |  | 66300.6462 | 183
814 | 1762.222 | 17229.901 | 1 | 1 | 2333.933 | 1 | 1 | 1 |  | #REF! |  | 64085.856 | 184
815 | 1762.222 | 16847.797 | 1 | 1 | 2201.867 | 1 | 1 | 1 |  | #REF! |  | 63147.9799 | 180
816 | 1032.624 | 16902.449 | 1 | 1 | 1879.256 | 1 | 1 | 1 |  | #REF! |  | 63941.2942 | 169
817 | 1032.624 | 19664.172 | 1 | 1 | 5372.14 | 1 | 1 | 1 |  | #REF! |  | 63172.4403 | 160
818 | 1032.624 | 19711.689 | 1 | 1 | 12841.001 | 1 | 1 | 1 |  | #REF! |  | 60042.883 | 149
819 | 1032.624 | 19763.531 | 1 | 1 | 19562.184 | 1 | 1 | 1 |  | #REF! |  | 58935.8018 | 145
820 | 1032.624 | 19766.576 | 1 | 1 | 24899.224 | 1 | 1 | 1 |  | #REF! |  | 58755.6095 | 141
821 | 1032.624 | 19785.784 | 1 | 1 | 29747.505 | 1 | 1 | 1 |  | #REF! |  | 58430.7613 | 139
822 | 1762.222 | 19773.732 | 1 | 1 | 34583.296 | 1 | 1 | 1 |  | #REF! |  | 59330.4468 | 139
823 | 6139.858 | 19902.925 | 1 | 1 | 114237.324 | 1 | 1 | 1 |  | #REF! |  | 60568.2569 | 144
824 | 1762.222 | 48419.117 | 1 | 1 | 116414.118 | 1 | 1 | 1 |  | #REF! |  | 60978.9464 | 150
825 | 1032.624 | 76355.168 | 1 | 1 | 108676.995 | 1 | 1 | 1 |  | #REF! |  | 60632.009 | 152
826 | 1153.24 | 92636.898 | 1 | 1 | 96888.96 | 1 | 1 | 1 |  | #REF! |  | 62210.5112 | 137
827 | 1213.547 | 108660.576 | 1 | 1 | 86677.944 | 1 | 1 | 1 |  | #REF! |  | 62425.1686 | 127
828 | 1213.547 | 92242.819 | 1 | 1 | 78412.818 | 1 | 1 | 1 |  | #REF! |  | 62916.3585 | 109
829 | 6200.166 | 54791.733 | 1 | 1 | 60708.347 | 1 | 1 | 1 |  | #REF! |  | 61090.6028 | 97
830 | 1762.222 | 73772.062 | 1 | 1 | 63999.623 | 1 | 1 | 1 |  | #REF! |  | 60122.1343 | 99
831 | 1032.624 | 105208.677 | 1 | 1 | 61818.734 | 1 | 1 | 1 |  | #REF! |  | 61574.2843 | 105
832 | 1032.624 | 89104.95 | 1 | 1 | 60610.43 | 1 | 1 | 1 |  | #REF! |  | 61002.8438 | 108
833 | 1032.624 | 77218.968 | 1 | 1 | 63063.171 | 1 | 1 | 1 |  | #REF! |  | 60660.2375 | 112
834 | 1762.222 | 45684.713 | 1 | 1 | 66680.011 | 1 | 1 | 1 |  | #REF! |  | 59338.7775 | 127
835 | 6139.858 | 30830.752 | 1 | 1 | 62485.407 | 1 | 1 | 1 |  | #REF! |  | 59053.2547 | 147
836 | 7599.07 | 32281.288 | 1 | 1 | 62767.724 | 1 | 1 | 1 |  | #REF! |  | 59217.2853 | 153
837 | 1762.222 | 18054.23 | 1 | 1 | 74400.215 | 1 | 1 | 1 |  | #REF! |  | 58862.337 | 152
838 | 1762.222 | 17769.996 | 1 | 1 | 3186.472 | 1 | 1 | 1 |  | #REF! |  | 58985.0651 | 155
839 | 1762.222 | 17461.352 | 1 | 1 | 4123.44 | 1 | 1 | 1 |  | #REF! |  | 59271.9145 | 154
840 | 1032.624 | 17654.818 | 1 | 1 | 13432.234 | 1 | 1 | 1 |  | #REF! |  | 60336.989 | 144
841 | 1032.624 | 17821.326 | 1 | 1 | 20375.806 | 1 | 1 | 1 |  | #REF! |  | 60503.8173 | 130
842 | 1032.624 | 17935.474 | 1 | 1 | 27115.224 | 1 | 1 | 1 |  | #REF! |  | 57369.2297 | 130
843 | 1032.624 | 18085 | 1 | 1 | 32894.459 | 1 | 1 | 1 |  | #REF! |  | 55041.721 | 126
844 | 1032.624 | 18244.136 | 1 | 1 | 37772.236 | 1 | 1 | 1 |  | #REF! |  | 53924.6825 | 120
845 | 1032.624 | 18402.31 | 1 | 1 | 42128.333 | 1 | 1 | 1 |  | #REF! |  | 53908.1358 | 116
846 | 1762.222 | 18544.768 | 1 | 1 | 46492.464 | 1 | 1 | 1 |  | #REF! |  | 53890.0587 | 122
847 | 6139.858 | 18791.852 | 1 | 1 | 124890.553 | 1 | 1 | 1 |  | #REF! |  | 54348.9952 | 119
848 | 1762.222 | 48645.888 | 1 | 1 | 127191.254 | 1 | 1 | 1 |  | #REF! |  | 54540.6205 | 132
849 | 1032.624 | 76488.251 | 1 | 1 | 118611.494 | 1 | 1 | 1 |  | #REF! |  | 54584.3337 | 133
850 | 1153.24 | 92524.233 | 1 | 1 | 105807.258 | 1 | 1 | 1 |  | #REF! |  | 54877.2045 | 133
851 | 1213.547 | 108237.551 | 1 | 1 | 94158.502 | 1 | 1 | 1 |  | #REF! |  | 55441.1688 | 129
852 | 1213.547 | 91664.086 | 1 | 1 | 84094.523 | 1 | 1 | 1 |  | #REF! |  | 55506.7713 | 115
853 | 6200.166 | 54315.102 | 1 | 1 | 66980.793 | 1 | 1 | 1 |  | #REF! |  | 55324.0403 | 120
854 | 1762.222 | 73364.184 | 1 | 1 | 71706.392 | 1 | 1 | 1 |  | #REF! |  | 55388.9261 | 131
855 | 1032.624 | 104772.6 | 1 | 1 | 68617.018 | 1 | 1 | 1 |  | #REF! |  | 55413.27 | 126
856 | 1032.624 | 88777.021 | 1 | 1 | 67654.963 | 1 | 1 | 1 |  | #REF! |  | 55445.0365 | 130
857 | 1032.624 | 77014.996 | 1 | 1 | 70797.12 | 1 | 1 | 1 |  | #REF! |  | 55379.4403 | 137
858 | 1762.222 | 45619.354 | 1 | 1 | 75150.344 | 1 | 1 | 1 |  | #REF! |  | 56334.291 | 157
859 | 6139.858 | 31015.235 | 1 | 1 | 69783.543 | 1 | 1 | 1 |  | #REF! |  | 57838.101 | 175
860 | 7599.07 | 32485.715 | 1 | 1 | 69259.174 | 1 | 1 | 1 |  | #REF! |  | 59106.7398 | 181
861 | 1762.222 | 18301.093 | 1 | 1 | 80509.646 | 1 | 1 | 1 |  | #REF! |  | 58411.7379 | 179
862 | 1762.222 | 17991.083 | 1 | 1 | 4201.609 | 1 | 1 | 1 |  | #REF! |  | 56612.0347 | 170
863 | 1762.222 | 17706.806 | 1 | 1 | 9583.522 | 1 | 1 | 1 |  | #REF! |  | 57571.6327 | 160
864 | 1032.624 | 17887.348 | 1 | 1 | 18937.415 | 1 | 1 | 1 |  | #REF! |  | 59397.0132 | 158
865 | 1032.624 | 18011.536 | 1 | 1 | 24794.354 | 1 | 1 | 1 |  | #REF! |  | 58161.0166 | 140
866 | 1032.624 | 18078.75 | 1 | 1 | 31022.571 | 1 | 1 | 1 |  | #REF! |  | 57065.7297 | 143
867 | 1032.624 | 18194.55 | 1 | 1 | 36319.422 | 1 | 1 | 1 |  | #REF! |  | 57193.6532 | 137
868 | 1032.624 | 18285.44 | 1 | 1 | 40526.616 | 1 | 1 | 1 |  | #REF! |  | 56666.8815 | 129
869 | 1032.624 | 18435.761 | 1 | 1 | 45152.039 | 1 | 1 | 1 |  | #REF! |  | 57540.0176 | 133
870 | 1762.222 | 18586.796 | 1 | 1 | 49515.608 | 1 | 1 | 1 |  | #REF! |  | 58958.1512 | 137
871 | 6139.858 | 18859.678 | 1 | 1 | 128227.187 | 1 | 1 | 1 |  | #REF! |  | 60865.7334 | 153
872 | 1762.222 | 48743.506 | 1 | 1 | 130481.764 | 1 | 1 | 1 |  | #REF! |  | 63695.5685 | 187
873 | 1032.624 | 76514.841 | 1 | 1 | 121554.71 | 1 | 1 | 1 |  | #REF! |  | 66416.308 | 159
874 | 1153.24 | 92514.728 | 1 | 1 | 108458.673 | 1 | 1 | 1 |  | #REF! |  | 72237.8485 | 141
875 | 1213.547 | 108206.869 | 1 | 1 | 96382.393 | 1 | 1 | 1 |  | #REF! |  | 72661.9945 | 131
876 | 1213.547 | 91638.013 | 1 | 1 | 86355.946 | 1 | 1 | 1 |  | #REF! |  | 72293.7145 | 108
877 | 6200.166 | 54301.214 | 1 | 1 | 69488.125 | 1 | 1 | 1 |  | #REF! |  | 68966.0031 | 99
878 | 1762.222 | 73297.511 | 1 | 1 | 73446.023 | 1 | 1 | 1 |  | #REF! |  | 66587.292 | 96
879 | 1032.624 | 104741.169 | 1 | 1 | 70721.314 | 1 | 1 | 1 |  | #REF! |  | 69812.6265 | 105
880 | 1032.624 | 88740.121 | 1 | 1 | 69272.037 | 1 | 1 | 1 |  | #REF! |  | 69225.7285 | 107
881 | 1032.624 | 76997.128 | 1 | 1 | 72377.254 | 1 | 1 | 1 |  | #REF! |  | 69723.9716 | 113
882 | 1762.222 | 45617.474 | 1 | 1 | 76682.219 | 1 | 1 | 1 |  | #REF! |  | 70602.8228 | 135
883 | 6139.858 | 31157.163 | 1 | 1 | 72236.406 | 1 | 1 | 1 |  | #REF! |  | 70405.0186 | 171
884 | 7599.07 | 32633.78 | 1 | 1 | 71836.403 | 1 | 1 | 1 |  | #REF! |  | 69774.6398 | 191
885 | 1762.222 | 18435.274 | 1 | 1 | 83629.326 | 1 | 1 | 1 |  | #REF! |  | 67853.2416 | 200
886 | 1762.222 | 18148.297 | 1 | 1 | 6281.702 | 1 | 1 | 1 |  | #REF! |  | 65881.6442 | 198
887 | 1762.222 | 17917.536 | 1 | 1 | 14475.951 | 1 | 1 | 1 |  | #REF! |  | 64916.8488 | 189
888 | 1032.624 | 18106.86 | 1 | 1 | 23872.783 | 1 | 1 | 1 |  | #REF! |  | 65071.7507 | 178
889 | 1032.624 | 18297.819 | 1 | 1 | 31264.472 | 1 | 1 | 1 |  | #REF! |  | 64954.5809 | 163
890 | 1032.624 | 18407.784 | 1 | 1 | 38599.111 | 1 | 1 | 1 |  | #REF! |  | 63168.5206 | 158
891 | 1032.624 | 18601.019 | 1 | 1 | 45153.797 | 1 | 1 | 1 |  | #REF! |  | 61382.4604 | 149
892 | 1032.624 | 18794.282 | 1 | 1 | 50206.147 | 1 | 1 | 1 |  | #REF! |  | 61685.1367 | 142
893 | 1032.624 | 19039.339 | 1 | 1 | 55116.131 | 1 | 1 | 1 |  | #REF! |  | 61923.3304 | 147
894 | 1762.222 | 19244.697 | 1 | 1 | 59773.812 | 1 | 1 | 1 |  | #REF! |  | 63104.5186 | 144
895 | 6139.858 | 19524.879 | 1 | 1 | 137928.767 | 1 | 1 | 1 |  | #REF! |  | 64855.1728 | 159
896 | 1762.222 | 49036.58 | 1 | 1 | 139748.767 | 1 | 1 | 1 |  | #REF! |  | 67917.9663 | 188
897 | 1032.624 | 76936.727 | 1 | 1 | 131320.326 | 1 | 1 | 1 |  | #REF! |  | 69696.8969 | 170
898 | 1153.24 | 93062.783 | 1 | 1 | 118586.485 | 1 | 1 | 1 |  | #REF! |  | 74978.5751 | 151
899 | 1213.547 | 108897.353 | 1 | 1 | 107486.184 | 1 | 1 | 1 |  | #REF! |  | 75192.4043 | 136
900 | 1213.547 | 92456.628 | 1 | 1 | 98154.159 | 1 | 1 | 1 |  | #REF! |  | 74615.7941 | 113
901 | 6200.166 | 55155.18 | 1 | 1 | 81451.531 | 1 | 1 | 1 |  | #REF! |  | 69609.0529 | 101
902 | 1762.222 | 74248.954 | 1 | 1 | 85616.623 | 1 | 1 | 1 |  | #REF! |  | 67980.6712 | 95
903 | 1032.624 | 105727.157 | 1 | 1 | 82898.165 | 1 | 1 | 1 |  | #REF! |  | 70089.8232 | 101
904 | 1032.624 | 89734.183 | 1 | 1 | 81837.17 | 1 | 1 | 1 |  | #REF! |  | 69834.3496 | 99
905 | 1032.624 | 77950.137 | 1 | 1 | 84628.377 | 1 | 1 | 1 |  | #REF! |  | 70475.6316 | 108
906 | 1762.222 | 46564.629 | 1 | 1 | 88943.274 | 1 | 1 | 1 |  | #REF! |  | 70724.5782 | 120
907 | 6139.858 | 31931.387 | 1 | 1 | 83917.01 | 1 | 1 | 1 |  | #REF! |  | 70492.2111 | 158
908 | 7599.07 | 33388.495 | 1 | 1 | 83762.292 | 1 | 1 | 1 |  | #REF! |  | 70273.6641 | 180
909 | 1762.222 | 18902.61 | 1 | 1 | 94314.344 | 1 | 1 | 1 |  | #REF! |  | 68143.8113 | 193
910 | 1762.222 | 18657.091 | 1 | 1 | 16846.542 | 1 | 1 | 1 |  | #REF! |  | 66128.284 | 199
911 | 1762.222 | 18374.465 | 1 | 1 | 24447.699 | 1 | 1 | 1 |  | #REF! |  | 65109.4227 | 190
912 | 1032.624 | 18533.081 | 1 | 1 | 33570.533 | 1 | 1 | 1 |  | #REF! |  | 65194.524 | 174
913 | 1032.624 | 18657.298 | 1 | 1 | 38907.224 | 1 | 1 | 1 |  | #REF! |  | 64618.5353 | 160
914 | 1032.624 | 18766.606 | 1 | 1 | 44769.986 | 1 | 1 | 1 |  | #REF! |  | 61604.0303 | 158
915 | 1032.624 | 18954.269 | 1 | 1 | 49343.487 | 1 | 1 | 1 |  | #REF! |  | 61895.3236 | 146
916 | 1032.624 | 19140.416 | 1 | 1 | 53484.209 | 1 | 1 | 1 |  | #REF! |  | 61936.3167 | 144
917 | 1032.624 | 19345.464 | 1 | 1 | 57283.446 | 1 | 1 | 1 |  | #REF! |  | 62009.7195 | 143
918 | 1762.222 | 19492.183 | 1 | 1 | 60984.271 | 1 | 1 | 1 |  | #REF! |  | 62640.5997 | 142
919 | 6139.858 | 19770.482 | 1 | 1 | 139133.476 | 1 | 1 | 1 |  | #REF! |  | 64866.3743 | 162
920 | 1762.222 | 49103.515 | 1 | 1 | 141120.115 | 1 | 1 | 1 |  | #REF! |  | 66488.489 | 187
921 | 1032.624 | 76993.94 | 1 | 1 | 132166.775 | 1 | 1 | 1 |  | #REF! |  | 69067.5679 | 153
922 | 1153.24 | 93151.754 | 1 | 1 | 118661.464 | 1 | 1 | 1 |  | #REF! |  | 74102.334 | 136
923 | 1213.547 | 108971.184 | 1 | 1 | 106604.077 | 1 | 1 | 1 |  | #REF! |  | 74450.9967 | 119
924 | 1213.547 | 92466.237 | 1 | 1 | 96094.79 | 1 | 1 | 1 |  | #REF! |  | 74623.8129 | 106
925 | 6200.166 | 55165.177 | 1 | 1 | 79895.491 | 1 | 1 | 1 |  | #REF! |  | 70807.9177 | 100
926 | 1762.222 | 74179.072 | 1 | 1 | 82688.867 | 1 | 1 | 1 |  | #REF! |  | 68921.7397 | 105
927 | 1032.624 | 105645.631 | 1 | 1 | 80247.011 | 1 | 1 | 1 |  | #REF! |  | 71394.1627 | 111
928 | 1032.624 | 89629.117 | 1 | 1 | 78886.879 | 1 | 1 | 1 |  | #REF! |  | 70864.1279 | 117
929 | 1032.624 | 77842.546 | 1 | 1 | 81548.53 | 1 | 1 | 1 |  | #REF! |  | 71235.5084 | 136
930 | 1762.222 | 46508.861 | 1 | 1 | 86678.574 | 1 | 1 | 1 |  | #REF! |  | 70870.9973 | 145
931 | 6139.858 | 31845.578 | 1 | 1 | 81237.466 | 1 | 1 | 1 |  | #REF! |  | 69823.1987 | 171
932 | 7599.07 | 33315.781 | 1 | 1 | 81382.091 | 1 | 1 | 1 |  | #REF! |  | 69409.9294 | 185
933 | 1762.222 | 18886.438 | 1 | 1 | 93135.704 | 1 | 1 | 1 |  | #REF! |  | 67428.8328 | 201
934 | 1762.222 | 18647.136 | 1 | 1 | 15713.421 | 1 | 1 | 1 |  | #REF! |  | 65352.8127 | 197
935 | 1762.222 | 18372.723 | 1 | 1 | 23650.211 | 1 | 1 | 1 |  | #REF! |  | 64299.2163 | 203
936 | 1032.624 | 18552.638 | 1 | 1 | 33283.06 | 1 | 1 | 1 |  | #REF! |  | 64536.5961 | 179
937 | 1032.624 | 18016.658 | 1 | 1 | 40736.058 | 1 | 1 | 1 |  | #REF! |  | 64251.3711 | 172
938 | 1032.624 | 18134.321 | 1 | 1 | 48842.501 | 1 | 1 | 1 |  | #REF! |  | 63314.4793 | 168
939 | 1032.624 | 18329.333 | 1 | 1 | 55698.786 | 1 | 1 | 1 |  | #REF! |  | 62230.4444 | 155
940 | 1032.624 | 18476.519 | 1 | 1 | 60562.837 | 1 | 1 | 1 |  | #REF! |  | 61651.6407 | 148
941 | 1032.624 | 18627.941 | 1 | 1 | 65439.047 | 1 | 1 | 1 |  | #REF! |  | 61803.9691 | 150
942 | 1762.222 | 18747.604 | 1 | 1 | 68623.06 | 1 | 1 | 1 |  | #REF! |  | 62820.9667 | 149
943 | 6139.858 | 18942.344 | 1 | 1 | 144079.202 | 1 | 1 | 1 |  | #REF! |  | 64063.0074 | 164
944 | 1762.222 | 33430.737 | 1 | 1 | 149018.897 | 1 | 1 | 1 |  | #REF! |  | 65924.6442 | 189
945 | 1032.624 | 34279.034 | 1 | 1 | 142514.451 | 1 | 1 | 1 |  | #REF! |  | 69133.9375 | 175
946 | 1153.24 | 35062.837 | 1 | 1 | 130967.592 | 1 | 1 | 1 |  | #REF! |  | 74382.4725 | 158
947 | 1213.547 | 35632.759 | 1 | 1 | 119498.424 | 1 | 1 | 1 |  | #REF! |  | 74696.8137 | 139
948 | 1213.547 | 34987.427 | 1 | 1 | 110685.963 | 1 | 1 | 1 |  | #REF! |  | 74269.7602 | 112
949 | 6200.166 | 32932.531 | 1 | 1 | 92225.192 | 1 | 1 | 1 |  | #REF! |  | 70203.7267 | 116
950 | 1762.222 | 32645.485 | 1 | 1 | 95573.189 | 1 | 1 | 1 |  | #REF! |  | 68316.3022 | 116
951 | 1032.624 | 33335.973 | 1 | 1 | 94236.551 | 1 | 1 | 1 |  | #REF! |  | 71692.2307 | 119
952 | 1032.624 | 32957.773 | 1 | 1 | 93365.017 | 1 | 1 | 1 |  | #REF! |  | 71088.2218 | 128
953 | 1032.624 | 32655.201 | 1 | 1 | 96133.069 | 1 | 1 | 1 |  | #REF! |  | 72261.1949 | 148
954 | 1762.222 | 32158.258 | 1 | 1 | 100330.67 | 1 | 1 | 1 |  | #REF! |  | 73037.0634 | 183
955 | 6139.858 | 32193.489 | 1 | 1 | 95013.913 | 1 | 1 | 1 |  | #REF! |  | 72458.8766 | 218
956 | 7599.07 | 33564.244 | 1 | 1 | 93109.659 | 1 | 1 | 1 |  | #REF! |  | 71708.1892 | 229
957 | 1762.222 | 18808.205 | 1 | 1 | 102882.465 | 1 | 1 | 1 |  | #REF! |  | 69695.6138 | 229
958 | 1762.222 | 18443.239 | 1 | 1 | 26195.906 | 1 | 1 | 1 |  | #REF! |  | 67174.4973 | 229
959 | 1762.222 | 18094.009 | 1 | 1 | 34261.502 | 1 | 1 | 1 |  | #REF! |  | 65954.4427 | 205
960 | 1032.624 | 18199.425 | 1 | 1 | 42010.392 | 1 | 1 | 1 |  | #REF! |  | 66199.8102 | 197
961 | 1032.624 | 18099.064 | 1 | 1 | 47124.553 | 1 | 1 | 1 |  | #REF! |  | 65454.2162 | 179
962 | 1032.624 | 18035.337 | 1 | 1 | 51732.028 | 1 | 1 | 1 |  | #REF! |  | 61664.7787 | 174
963 | 1032.624 | 18055.493 | 1 | 1 | 56454.563 | 1 | 1 | 1 |  | #REF! |  | 61156.9644 | 174
964 | 1032.624 | 18057.548 | 1 | 1 | 60035.039 | 1 | 1 | 1 |  | #REF! |  | 61211.5345 | 167
965 | 1032.624 | 18044.869 | 1 | 1 | 62903.412 | 1 | 1 | 1 |  | #REF! |  | 62146.0889 | 164
966 | 1762.222 | 18051.608 | 1 | 1 | 64984.024 | 1 | 1 | 1 |  | #REF! |  | 62547.4914 | 162
967 | 6139.858 | 18160.925 | 1 | 1 | 139527.433 | 1 | 1 | 1 |  | #REF! |  | 64062.5508 | 179
968 | 1762.222 | 18481.395 | 1 | 1 | 143839.352 | 1 | 1 | 1 |  | #REF! |  | 66925.4854 | 193
969 | 1032.624 | 19305.035 | 1 | 1 | 136145.604 | 1 | 1 | 1 |  | #REF! |  | 70191.438 | 184
970 | 1153.24 | 20063.948 | 1 | 1 | 124305.236 | 1 | 1 | 1 |  | #REF! |  | 74827.2852 | 150
971 | 1213.547 | 20656.338 | 1 | 1 | 112781.936 | 1 | 1 | 1 |  | #REF! |  | 75160.0736 | 137
972 | 1213.547 | 20077.694 | 1 | 1 | 102883.241 | 1 | 1 | 1 |  | #REF! |  | 74736.3579 | 130
973 | 6200.166 | 18134.038 | 1 | 1 | 82830.637 | 1 | 1 | 1 |  | #REF! |  | 70977.2057 | 122
974 | 1762.222 | 17959.295 | 1 | 1 | 86478.876 | 1 | 1 | 1 |  | #REF! |  | 69726.4909 | 120
975 | 1032.624 | 18751.491 | 1 | 1 | 85555.27 | 1 | 1 | 1 |  | #REF! |  | 71934.664 | 136
976 | 1032.624 | 18442.424 | 1 | 1 | 84936.793 | 1 | 1 | 1 |  | #REF! |  | 71684.3441 | 136
977 | 1032.624 | 18193.95 | 1 | 1 | 86745.565 | 1 | 1 | 1 |  | #REF! |  | 71629.9679 | 146
978 | 1762.222 | 17700.797 | 1 | 1 | 91904.101 | 1 | 1 | 1 |  | #REF! |  | 72011.261 | 164
979 | 6139.858 | 17667.324 | 1 | 1 | 84553.37 | 1 | 1 | 1 |  | #REF! |  | 71614.2109 | 190
980 | 7599.07 | 18984.676 | 1 | 1 | 82897.882 | 1 | 1 | 1 |  | #REF! |  | 70134.595 | 211
981 | 1762.222 | 18470.796 | 1 | 1 | 91223.305 | 1 | 1 | 1 |  | #REF! |  | 68577.1799 | 220
982 | 1762.222 | 18050.275 | 1 | 1 | 12626.512 | 1 | 1 | 1 |  | #REF! |  | 66458.435 | 219
983 | 1762.222 | 17635.982 | 1 | 1 | 19692.28 | 1 | 1 | 1 |  | #REF! |  | 65195.0081 | 226
984 | 1032.624 | 17662.029 | 1 | 1 | 26603.051 | 1 | 1 | 1 |  | #REF! |  | 65916.6241 | 212
985 | 1032.624 | 23546.822 | 1 | 1 | 32326.127 | 1 | 1 | 1 |  | #REF! |  | 65088.1819 | 190
986 | 1032.624 | 23400.719 | 1 | 1 | 37359.683 | 1 | 1 | 1 |  | #REF! |  | 61102.6381 | 186
987 | 1032.624 | 23346.642 | 1 | 1 | 42651.566 | 1 | 1 | 1 |  | #REF! |  | 59604.4202 | 174
988 | 1032.624 | 23221.481 | 1 | 1 | 46434.939 | 1 | 1 | 1 |  | #REF! |  | 59557.8955 | 172
989 | 1032.624 | 23088.776 | 1 | 1 | 50262.36 | 1 | 1 | 1 |  | #REF! |  | 60140.4825 | 170
990 | 1762.222 | 22928.409 | 1 | 1 | 53973.154 | 1 | 1 | 1 |  | #REF! |  | 59936.9351 | 173
991 | 6139.858 | 22876.231 | 1 | 1 | 131607.518 | 1 | 1 | 1 |  | #REF! |  | 60771.8422 | 171
992 | 1762.222 | 48964.383 | 1 | 1 | 134109.953 | 1 | 1 | 1 |  | #REF! |  | 61473.3594 | 181
993 | 1032.624 | 76864.832 | 1 | 1 | 124066.051 | 1 | 1 | 1 |  | #REF! |  | 60839.5035 | 179
994 | 1153.24 | 93220.297 | 1 | 1 | 110326.52 | 1 | 1 | 1 |  | #REF! |  | 62567.1165 | 164
995 | 1213.547 | 109300.076 | 1 | 1 | 98140.484 | 1 | 1 | 1 |  | #REF! |  | 63229.6732 | 147
996 | 1213.547 | 93065.178 | 1 | 1 | 87973.62 | 1 | 1 | 1 |  | #REF! |  | 63535.5634 | 142
997 | 6200.166 | 55840.006 | 1 | 1 | 70302.227 | 1 | 1 | 1 |  | #REF! |  | 61044.1401 | 135
998 | 1762.222 | 75132.286 | 1 | 1 | 73299.613 | 1 | 1 | 1 |  | #REF! |  | 58976.7903 | 121
999 | 1032.624 | 106840.619 | 1 | 1 | 70488.656 | 1 | 1 | 1 |  | #REF! |  | 59628.4831 | 119
1000 | 1032.624 | 90817.932 | 1 | 1 | 71056.136 | 1 | 1 | 1 |  | #REF! |  | 58565.7907 | 119
1001 | 1032.624 | 78940.476 | 1 | 1 | 74917.27 | 1 | 1 | 1 |  | #REF! |  | 58370.8162 | 130
1002 | 1762.222 | 47249.376 | 1 | 1 | 78061.467 | 1 | 1 | 1 |  | #REF! |  | 58214.782 | 160
1003 | 6139.858 | 32256.401 | 1 | 1 | 74695.636 | 1 | 1 | 1 |  | #REF! |  | 59790.566 | 197
1004 | 7599.07 | 33645.321 | 1 | 1 | 73824.341 | 1 | 1 | 1 |  | #REF! |  | 60564.5101 | 198
1005 | 1762.222 | 18999.765 | 1 | 1 | 84474.931 | 1 | 1 | 1 |  | #REF! |  | 60267.7369 | 203
1006 | 1762.222 | 18767.649 | 1 | 1 | 6591.251 | 1 | 1 | 1 |  | #REF! |  | 60131.5735 | 199
1007 | 1762.222 | 18465.216 | 1 | 1 | 13222.514 | 1 | 1 | 1 |  | #REF! |  | 60049.6807 | 192
1008 | 1032.624 | 18634.629 | 1 | 1 | 21918.832 | 1 | 1 | 1 |  | #REF! |  | 61312.7511 | 181
1009 | 1032.624 | 18845.484 | 1 | 1 | 28887.162 | 1 | 1 | 1 |  | #REF! |  | 60978.4286 | 175
1010 | 1032.624 | 19052.539 | 1 | 1 | 36360.249 | 1 | 1 | 1 |  | #REF! |  | 57620.5635 | 159
1011 | 1032.624 | 19344.366 | 1 | 1 | 43586.747 | 1 | 1 | 1 |  | #REF! |  | 56865.6049 | 153
1012 | 1032.624 | 19577.868 | 1 | 1 | 48540.389 | 1 | 1 | 1 |  | #REF! |  | 55830.0463 | 153
1013 | 1032.624 | 19837.276 | 1 | 1 | 53406.135 | 1 | 1 | 1 |  | #REF! |  | 55165.1664 | 151
1014 | 1762.222 | 20009.857 | 1 | 1 | 58009.608 | 1 | 1 | 1 |  | #REF! |  | 55771.344 | 157
1015 | 6139.858 | 20291.13 | 1 | 1 | 136604.494 | 1 | 1 | 1 |  | #REF! |  | 56294.7657 | 158
1016 | 1762.222 | 49057.445 | 1 | 1 | 138670.674 | 1 | 1 | 1 |  | #REF! |  | 56067.0429 | 163
1017 | 1032.624 | 76901.439 | 1 | 1 | 128154.612 | 1 | 1 | 1 |  | #REF! |  | 56238.3444 | 160
1018 | 1153.24 | 93178.319 | 1 | 1 | 114894.906 | 1 | 1 | 1 |  | #REF! |  | 55936.0248 | 143
1019 | 1213.547 | 109149.872 | 1 | 1 | 103648.345 | 1 | 1 | 1 | 7872.1737 | 0 |  | 56139.647 | 123
1020 | 1213.547 | 92726.911 | 1 | 1 | 94548.025 | 1 | 1 | 1 | 17247.5611 | 0 |  | 56088.4825 | 109
1021 | 6200.166 | 55405.81 | 1 | 1 | 77902.429 | 1 | 1 | 1 | 1339.9434 | 0 |  | 55222.8311 | 106
1022 | 1762.222 | 74426.459 | 1 | 1 | 80245.13 | 1 | 1 | 1 | 19629.9623 | 0 |  | 54673.2532 | 101
1023 | 1032.624 | 105919.198 | 1 | 1 | 77344.988 | 1 | 1 | 1 | 10314.4218 | 0 |  | 54751.8492 | 100
1024 | 1032.624 | 89859.059 | 1 | 1 | 76012.93 | 1 | 1 | 1 |  | #REF! |  | 52866.4901 | 108
1025 | 1032.624 | 78054.758 | 1 | 1 | 79050.446 | 1 | 1 | 1 |  | #REF! |  | 52564.669 | 113
1026 | 1762.222 | 46583.051 | 1 | 1 | 83202.994 | 1 | 1 | 1 |  | #REF! |  | 54372.9596 | 135
1027 | 6139.858 | 31850.507 | 1 | 1 | 80241.376 | 1 | 1 | 1 |  | #REF! |  | 56941.402 | 169
1028 | 7599.07 | 33275.913 | 1 | 1 | 79684.168 | 1 | 1 | 1 |  | #REF! |  | 59274.5218 | 191
1029 | 1762.222 | 18796.716 | 1 | 1 | 90722.199 | 1 | 1 | 1 |  | #REF! |  | 59320.0718 | 198
1030 | 1762.222 | 18518.102 | 1 | 1 | 12327.873 | 1 | 1 | 1 |  | #REF! |  | 58771.1934 | 196
1031 | 1762.222 | 18248.065 | 1 | 1 | 19747.036 | 1 | 1 | 1 |  | #REF! |  | 59357.8691 | 192
1032 | 1032.624 | 18417.838 | 1 | 1 | 28425.851 | 1 | 1 | 1 |  | #REF! |  | 60214.1434 | 181
1033 | 1032.624 | 18562.72 | 1 | 1 | 34526.211 | 1 | 1 | 1 |  | #REF! |  | 59319.4376 | 167
1034 | 1032.624 | 18659.673 | 1 | 1 | 39867.16 | 1 | 1 | 1 |  | #REF! |  | 57643.6755 | 152
1035 | 1032.624 | 18833.207 | 1 | 1 | 44932.828 | 1 | 1 | 1 |  | #REF! |  | 57021.591 | 156
1036 | 1032.624 | 19013.388 | 1 | 1 | 49107.422 | 1 | 1 | 1 |  | #REF! |  | 56787.9905 | 155
1037 | 1032.624 | 19203.825 | 1 | 1 | 53058.778 | 1 | 1 | 1 |  | #REF! |  | 56654.1518 | 149
1038 | 1762.222 | 19357.349 | 1 | 1 | 57009.679 | 1 | 1 | 1 |  | #REF! |  | 58606.2008 | 154
1039 | 6139.858 | 19599.783 | 1 | 1 | 134799.617 | 1 | 1 | 1 |  | #REF! |  | 60955.3701 | 167
1040 | 1762.222 | 48988.947 | 1 | 1 | 136786.452 | 1 | 1 | 1 |  | #REF! |  | 64006.146 | 191
1041 | 1032.624 | 76823.484 | 1 | 1 | 126240.267 | 1 | 1 | 1 |  | #REF! |  | 67609.2974 | 168
1042 | 1153.24 | 93014.344 | 1 | 1 | 113590.843 | 1 | 1 | 1 |  | #REF! |  | 73085.0187 | 140
1043 | 1213.547 | 108787.096 | 1 | 1 | 101169.954 | 1 | 1 | 1 |  | #REF! |  | 73868.4648 | 118
1044 | 1213.547 | 92315.638 | 1 | 1 | 91843.346 | 1 | 1 | 1 |  | #REF! |  | 73642.4301 | 104
1045 | 6200.166 | 54934.957 | 1 | 1 | 73520.978 | 1 | 1 | 1 |  | #REF! |  | 70078.0738 | 102
1046 | 1762.222 | 73859.601 | 1 | 1 | 75854.32 | 1 | 1 | 1 |  | #REF! |  | 67791.369 | 102
1047 | 1032.624 | 105263.293 | 1 | 1 | 72827.859 | 1 | 1 | 1 |  | #REF! |  | 70993.4192 | 114
1048 | 1032.624 | 89280.115 | 1 | 1 | 72303.862 | 1 | 1 | 1 |  | #REF! |  | 70807.1636 | 117
1049 | 1032.624 | 77508.26 | 1 | 1 | 75443.695 | 1 | 1 | 1 |  | #REF! |  | 71372.716 | 122
1050 | 1762.222 | 46087.953 | 1 | 1 | 79446.674 | 1 | 1 | 1 |  | #REF! |  | 71197.3867 | 143
1051 | 6139.858 | 31588.727 | 1 | 1 | 76973.491 | 1 | 1 | 1 |  | #REF! |  | 70466.7097 | 179
1052 | 7599.07 | 32994.497 | 1 | 1 | 75786.9 | 1 | 1 | 1 |  | #REF! |  | 69982.4667 | 194
1053 | 1762.222 | 18619.436 | 1 | 1 | 86516.287 | 1 | 1 | 1 |  | #REF! |  | 67324.0677 | 195
1054 | 1762.222 | 18300.331 | 1 | 1 | 7931.886 | 1 | 1 | 1 |  | #REF! |  | 64881.1992 | 192
1055 | 1762.222 | 18004.52 | 1 | 1 | 14946.814 | 1 | 1 | 1 |  | #REF! |  | 64140.3724 | 184
1056 | 1032.624 | 18142.703 | 1 | 1 | 23221.912 | 1 | 1 | 1 |  | #REF! |  | 64717.7693 | 169
1057 | 1032.624 | 18277.901 | 1 | 1 | 29494.513 | 1 | 1 | 1 |  | #REF! |  | 64093.893 | 157
1058 | 1032.624 | 18325.782 | 1 | 1 | 35102.334 | 1 | 1 | 1 |  | #REF! |  | 61096.4794 | 138
1059 | 1032.624 | 18476.198 | 1 | 1 | 40819.532 | 1 | 1 | 1 |  | #REF! |  | 61039.5795 | 134
1060 | 1032.624 | 18601.593 | 1 | 1 | 44862.941 | 1 | 1 | 1 |  | #REF! |  | 61333.7183 | 133
1061 | 1032.624 | 18791.188 | 1 | 1 | 48988.523 | 1 | 1 | 1 |  | #REF! |  | 61520.661 | 126
1062 | 1762.222 | 18960.544 | 1 | 1 | 53427.508 | 1 | 1 | 1 |  | #REF! |  | 62501.1136 | 141
1063 | 6139.858 | 19213.696 | 1 | 1 | 131419.834 | 1 | 1 | 1 |  | #REF! |  | 64399.9426 | 152
1064 | 1762.222 | 48854.788 | 1 | 1 | 133165.214 | 1 | 1 | 1 |  | #REF! |  | 67073.0974 | 173
1065 | 1032.624 | 76652.433 | 1 | 1 | 122286.917 | 1 | 1 | 1 |  | #REF! |  | 68836.0962 | 165
1066 | 1153.24 | 92628.837 | 1 | 1 | 107649.782 | 1 | 1 | 1 |  | #REF! |  | 73493.8463 | 137
1067 | 1213.547 | 108329.709 | 1 | 1 | 95404.054 | 1 | 1 | 1 |  | #REF! |  | 73457.1116 | 122
1068 | 1213.547 | 91765.965 | 1 | 1 | 85223.589 | 1 | 1 | 1 |  | #REF! |  | 72496.6028 | 99
1069 | 6200.166 | 54316.546 | 1 | 1 | 66767.353 | 1 | 1 | 1 |  | #REF! |  | 67522.4913 | 93
1070 | 1762.222 | 73231.151 | 1 | 1 | 69633.438 | 1 | 1 | 1 |  | #REF! |  | 67096.2228 | 94
1071 | 1032.624 | 104638.502 | 1 | 1 | 66689.771 | 1 | 1 | 1 |  | #REF! |  | 68688.6606 | 96
1072 | 1032.624 | 88678.947 | 1 | 1 | 66035.717 | 1 | 1 | 1 |  | #REF! |  | 67838.5222 | 91
1073 | 1032.624 | 76922.27 | 1 | 1 | 69191.088 | 1 | 1 | 1 |  | #REF! |  | 68004.2439 | 105
1074 | 1762.222 | 45550.453 | 1 | 1 | 73618.98 | 1 | 1 | 1 |  | #REF! |  | 68505.371 | 114
1075 | 6139.858 | 31183.916 | 1 | 1 | 71261.148 | 1 | 1 | 1 |  | #REF! |  | 68890.7278 | 143
1076 | 7599.07 | 32620.073 | 1 | 1 | 70297.254 | 1 | 1 | 1 |  | #REF! |  | 69177.9287 | 172
1077 | 1762.222 | 18382.558 | 1 | 1 | 81036.967 | 1 | 1 | 1 |  | #REF! |  | 66904.3716 | 185
1078 | 1762.222 | 18032.893 | 1 | 1 | 4121.442 | 1 | 1 | 1 |  | #REF! |  | 65680.0151 | 202
1079 | 1762.222 | 17742.391 | 1 | 1 | 8928.758 | 1 | 1 | 1 |  | #REF! |  | 64888.2128 | 183
1080 | 1032.624 | 17897.656 | 1 | 1 | 17748.549 | 1 | 1 | 1 |  | #REF! |  | 64714.907 | 179
1081 | 1032.624 | 18021.507 | 1 | 1 | 23654.588 | 1 | 1 | 1 |  | #REF! |  | 64303.2322 | 160
1082 | 1032.624 | 18072.017 | 1 | 1 | 29596.668 | 1 | 1 | 1 |  | #REF! |  | 61609.4051 | 156
1083 | 1032.624 | 18210.369 | 1 | 1 | 35725.014 | 1 | 1 | 1 |  | #REF! |  | 61147.0639 | 156
1084 | 1032.624 | 18299.868 | 1 | 1 | 40021.46 | 1 | 1 | 1 |  | #REF! |  | 61346.8257 | 152
1085 | 1032.624 | 18410.963 | 1 | 1 | 44178.555 | 1 | 1 | 1 |  | #REF! |  | 61432.5256 | 140
1086 | 1762.222 | 18577.676 | 1 | 1 | 48886.255 | 1 | 1 | 1 |  | #REF! |  | 62671.1345 | 144
1087 | 6139.858 | 18810.216 | 1 | 1 | 126947.129 | 1 | 1 | 1 |  | #REF! |  | 64122.6638 | 158
1088 | 1762.222 | 48718.857 | 1 | 1 | 128647.358 | 1 | 1 | 1 |  | #REF! |  | 66889.3716 | 187
1089 | 1032.624 | 76390.595 | 1 | 1 | 117837.239 | 1 | 1 | 1 |  | #REF! |  | 68536.819 | 171
1090 | 1153.24 | 92315.633 | 1 | 1 | 103617.885 | 1 | 1 | 1 |  | #REF! |  | 72111.083 | 133
1091 | 1213.547 | 107960.506 | 1 | 1 | 90911.509 | 1 | 1 | 1 |  | #REF! |  | 72348.5442 | 121
1092 | 1213.547 | 91350.105 | 1 | 1 | 80920.689 | 1 | 1 | 1 |  | #REF! |  | 71824.2566 | 91
1093 | 6200.166 | 53963.858 | 1 | 1 | 63111.872 | 1 | 1 | 1 |  | #REF! |  | 66819.7319 | 83
1094 | 1762.222 | 72843.524 | 1 | 1 | 65658.001 | 1 | 1 | 1 |  | #REF! |  | 66457.1208 | 84
1095 | 1032.624 | 104247.31 | 1 | 1 | 62440.684 | 1 | 1 | 1 |  | #REF! |  | 67676.521 | 85
1096 | 1032.624 | 88251.991 | 1 | 1 | 61181.57 | 1 | 1 | 1 |  | #REF! |  | 67228.5413 | 83
1097 | 1032.624 | 76496.442 | 1 | 1 | 64345.605 | 1 | 1 | 1 |  | #REF! |  | 67285.3989 | 95
1098 | 1762.222 | 45146.101 | 1 | 1 | 69012.692 | 1 | 1 | 1 |  | #REF! |  | 67401.7998 | 107
1099 | 6139.858 | 30875.111 | 1 | 1 | 66575.64 | 1 | 1 | 1 |  | #REF! |  | 66742.3035 | 134
1100 | 7599.07 | 32372.519 | 1 | 1 | 66588.27 | 1 | 1 | 1 |  | #REF! |  | 67138.6082 | 160
1101 | 1762.222 | 18271.078 | 1 | 1 | 78355.595 | 1 | 1 | 1 |  | #REF! |  | 66094.431 | 163
1102 | 1762.222 | 18002.892 | 1 | 1 | 3899.369 | 1 | 1 | 1 |  | #REF! |  | 64916.9363 | 173
1103 | 1762.222 | 17744.296 | 1 | 1 | 9297.496 | 1 | 1 | 1 |  | #REF! |  | 64863.4545 | 163
1104 | 1032.624 | 17937.628 | 1 | 1 | 18985.703 | 1 | 1 | 1 |  | #REF! |  | 65185.4459 | 168
1105 | 1032.624 | 17576.643 | 1 | 1 | 26446.326 | 1 | 1 | 1 |  | #REF! |  | 64007.0264 | 145
1106 | 1032.624 | 17607.54 | 1 | 1 | 34032.483 | 1 | 1 | 1 |  | #REF! |  | 60925.3356 | 139
1107 | 1032.624 | 17722.709 | 1 | 1 | 41138.829 | 1 | 1 | 1 |  | #REF! |  | 60718.0856 | 138
1108 | 1032.624 | 17803.532 | 1 | 1 | 46232.6 | 1 | 1 | 1 |  | #REF! |  | 60325.8636 | 131
1109 | 1032.624 | 17923.048 | 1 | 1 | 51402.588 | 1 | 1 | 1 |  | #REF! |  | 60714.8181 | 136
1110 | 1762.222 | 18023.156 | 1 | 1 | 54649.265 | 1 | 1 | 1 |  | #REF! |  | 61515.4317 | 129
1111 | 6139.858 | 18234.787 | 1 | 1 | 130335.512 | 1 | 1 | 1 |  | #REF! |  | 62257.3629 | 145
1112 | 1762.222 | 32972.775 | 1 | 1 | 134439.083 | 1 | 1 | 1 |  | #REF! |  | 63445.2117 | 174
1113 | 1032.624 | 33710.998 | 1 | 1 | 125188.885 | 1 | 1 | 1 |  | #REF! |  | 65982.9928 | 154
1114 | 1153.24 | 34316.283 | 1 | 1 | 111051.975 | 1 | 1 | 1 |  | #REF! |  | 70588.1052 | 121
1115 | 1213.547 | 34674.873 | 1 | 1 | 98408.948 | 1 | 1 | 1 |  | #REF! |  | 70486.2852 | 104
1116 | 1213.547 | 33850.51 | 1 | 1 | 87980.658 | 1 | 1 | 1 |  | #REF! |  | 69358.6959 | 85
1117 | 6200.166 | 31745.339 | 1 | 1 | 69122.932 | 1 | 1 | 1 |  | #REF! |  | 65239.2011 | 84
1118 | 1762.222 | 31436.896 | 1 | 1 | 71428.247 | 1 | 1 | 1 |  | #REF! |  | 64746.5348 | 88
1119 | 1032.624 | 32123.38 | 1 | 1 | 69397.568 | 1 | 1 | 1 |  | #REF! |  | 66424.8897 | 83
1120 | 1032.624 | 31743.209 | 1 | 1 | 68023.197 | 1 | 1 | 1 |  | #REF! |  | 66414.8751 | 87
1121 | 1032.624 | 31498.98 | 1 | 1 | 71964.12 | 1 | 1 | 1 |  | #REF! |  | 66671.598 | 92
1122 | 1762.222 | 31015.97 | 1 | 1 | 76104.444 | 1 | 1 | 1 |  | #REF! |  | 66652.7213 | 95
1123 | 6139.858 | 31210.801 | 1 | 1 | 74520.041 | 1 | 1 | 1 |  | #REF! |  | 65905.9368 | 120
1124 | 7599.07 | 32560.281 | 1 | 1 | 72072.863 | 1 | 1 | 1 |  | #REF! |  | 65763.8689 | 133
1125 | 1762.222 | 18223.545 | 1 | 1 | 81806.161 | 1 | 1 | 1 |  | #REF! |  | 64404.7842 | 143
1126 | 1762.222 | 17825.444 | 1 | 1 | 4550.904 | 1 | 1 | 1 |  | #REF! |  | 63331.9873 | 156
1127 | 1762.222 | 17425.714 | 1 | 1 | 11337.275 | 1 | 1 | 1 |  | #REF! |  | 62806.9251 | 142
1128 | 1032.624 | 17479.625 | 1 | 1 | 19325.632 | 1 | 1 | 1 |  | #REF! |  | 62746.5962 | 136
1129 | 1032.624 | 17487.702 | 1 | 1 | 24691.551 | 1 | 1 | 1 |  | #REF! |  | 61493.0714 | 117
1130 | 1032.624 | 17424.343 | 1 | 1 | 29389.327 | 1 | 1 | 1 |  | #REF! |  | 57534.2355 | 107
1131 | 1032.624 | 17428.11 | 1 | 1 | 33625.564 | 1 | 1 | 1 |  | #REF! |  | 57564.6299 | 99
1132 | 1032.624 | 17416.237 | 1 | 1 | 36801.481 | 1 | 1 | 1 |  | #REF! |  | 57529.0143 | 97
1133 | 1032.624 | 17429.275 | 1 | 1 | 40741.535 | 1 | 1 | 1 |  | #REF! |  | 57753.8641 | 94
1134 | 1762.222 | 17423.279 | 1 | 1 | 42480.122 | 1 | 1 | 1 |  | #REF! |  | 58638.9169 | 102
1135 | 6139.858 | 17521.968 | 1 | 1 | 117252.818 | 1 | 1 | 1 |  | #REF! |  | 59668.4308 | 117
1136 | 1762.222 | 17848.143 | 1 | 1 | 121859.929 | 1 | 1 | 1 |  | #REF! |  | 60288.6234 | 141
1137 | 1032.624 | 18591.047 | 1 | 1 | 110936.073 | 1 | 1 | 1 |  | #REF! |  | 63565.6388 | 139
1138 | 1153.24 | 19308.368 | 1 | 1 | 97512.724 | 1 | 1 | 1 |  | #REF! |  | 68721.051 | 134
1139 | 1213.547 | 19861.129 | 1 | 1 | 84626.678 | 1 | 1 | 1 |  | #REF! |  | 68801.6538 | 126
1140 | 1213.547 | 19272.334 | 1 | 1 | 73780.385 | 1 | 1 | 1 |  | #REF! |  | 67787.6826 | 113
1141 | 6200.166 | 17337.114 | 1 | 1 | 53019.01 | 1 | 1 | 1 | 8327.684 | 0 |  | 63727.5183 | 97
1142 | 1762.222 | 17136.296 | 1 | 1 | 55127.31 | 1 | 1 | 1 |  | #REF! |  | 62915.0164 | 93
1143 | 1032.624 | 17879.11 | 1 | 1 | 52323.958 | 1 | 1 | 1 | 4343.9418 | 0 |  | 64711.9435 | 96
1144 | 1032.624 | 17540.036 | 1 | 1 | 51054.985 | 1 | 1 | 1 |  | #REF! |  | 64293.205 | 99
1145 | 1032.624 | 17292.189 | 1 | 1 | 52811.725 | 1 | 1 | 1 |  | #REF! |  | 65094.3114 | 108
1146 | 1762.222 | 16814.867 | 1 | 1 | 58825.73 | 1 | 1 | 1 |  | #REF! |  | 65685.0314 | 129
1147 | 6139.858 | 16935.423 | 1 | 1 | 57112.549 | 1 | 1 | 1 |  | #REF! |  | 65747.346 | 161
1148 | 7599.07 | 18283.229 | 1 | 1 | 56519.762 | 1 | 1 | 1 |  | #REF! |  | 66674.9594 | 183
1149 | 1762.222 | 17801.935 | 1 | 1 | 66324.551 | 1 | 1 | 1 |  | #REF! |  | 64755.9571 | 181
1150 | 1762.222 | 17417.555 | 1 | 1 | 2346.246 | 1 | 1 | 1 |  | #REF! |  | 63002.7934 | 181
1151 | 1762.222 | 17029.193 | 1 | 1 | 2286.122 | 1 | 1 | 1 |  | #REF! |  | 62323.9934 | 173
1152 | 1032.624 | 17090.557 | 1 | 1 | 3745.829 | 1 | 1 | 1 |  | #REF! |  | 62786.4139 | 165
1153 | 1032.624 | 20957.483 | 1 | 1 | 11211.452 | 1 | 1 | 1 |  | #REF! |  | 62284.8967 | 156
1154 | 1032.624 | 20912.605 | 1 | 1 | 18585.623 | 1 | 1 | 1 |  | #REF! |  | 58308.8343 | 150
1155 | 1032.624 | 20967.539 | 1 | 1 | 25967.739 | 1 | 1 | 1 |  | #REF! |  | 56497.2681 | 148
1156 | 1032.624 | 20910.03 | 1 | 1 | 30889.352 | 1 | 1 | 1 |  | #REF! |  | 56766.169 | 135
1157 | 1032.624 | 20887.242 | 1 | 1 | 35937.987 | 1 | 1 | 1 |  | #REF! |  | 56166.0711 | 133
1158 | 1762.222 | 20778.349 | 1 | 1 | 40429.301 | 1 | 1 | 1 |  | #REF! |  | 56529.6486 | 139
1159 | 6139.858 | 20806.026 | 1 | 1 | 119275.045 | 1 | 1 | 1 |  | #REF! |  | 56412.3575 | 146
1160 | 1762.222 | 48606.182 | 1 | 1 | 121680.964 | 1 | 1 | 1 |  | #REF! |  | 57531.4951 | 150
1161 | 1032.624 | 76457.908 | 1 | 1 | 110373.716 | 1 | 1 | 1 |  | #REF! |  | 58640.8483 | 151
1162 | 1153.24 | 92686.272 | 1 | 1 | 95834.869 | 1 | 1 | 1 |  | #REF! |  | 59625.1575 | 131
1163 | 1213.547 | 108639.548 | 1 | 1 | 83194.853 | 1 | 1 | 1 | 6446.3588 | 0 |  | 59936.6314 | 111
1164 | 1213.547 | 92179.19 | 1 | 1 | 72506.879 | 1 | 1 | 1 | 25384.0082 | 0 |  | 59800.2235 | 103
1165 | 6200.166 | 54759.414 | 1 | 1 | 55079.703 | 1 | 1 | 1 | 12065.3761 | 0 |  | 57692.7612 | 99
1166 | 1762.222 | 73724.059 | 1 | 1 | 58302.473 | 1 | 1 | 1 | 29439.8821 | 0 |  | 57042.8358 | 99
1167 | 1032.624 | 105165.325 | 1 | 1 | 55577.055 | 1 | 1 | 1 | 16958.6797 | 0 |  | 57262.2641 | 90
1168 | 1032.624 | 89042.167 | 1 | 1 | 54380.875 | 1 | 1 | 1 |  | #REF! |  | 56603.3076 | 84
1169 | 1032.624 | 77203.184 | 1 | 1 | 58089.626 | 1 | 1 | 1 |  | #REF! |  | 56887.0005 | 101
1170 | 1762.222 | 45723.672 | 1 | 1 | 62898.598 | 1 | 1 | 1 |  | #REF! |  | 56617.7673 | 122
1171 | 6139.858 | 30868.314 | 1 | 1 | 60996.779 | 1 | 1 | 1 |  | #REF! |  | 58060.6369 | 157
1172 | 7599.07 | 32327.323 | 1 | 1 | 61148.611 | 1 | 1 | 1 |  | #REF! |  | 59499.019 | 165
1173 | 1762.222 | 18092.432 | 1 | 1 | 73038.253 | 1 | 1 | 1 |  | #REF! |  | 58453.5568 | 165
1174 | 1762.222 | 17803.708 | 1 | 1 | 3105.232 | 1 | 1 | 1 |  | #REF! |  | 57769.9694 | 163
1175 | 1762.222 | 17500.514 | 1 | 1 | 3672.324 | 1 | 1 | 1 |  | #REF! |  | 58347.4856 | 163
1176 | 1032.624 | 17694.713 | 1 | 1 | 12644.496 | 1 | 1 | 1 |  | #REF! |  | 58840.2969 | 156
1177 | 1032.624 | 17878.908 | 1 | 1 | 19528.298 | 1 | 1 | 1 |  | #REF! |  | 58851.3859 | 154
1178 | 1032.624 | 17993.976 | 1 | 1 | 26504.696 | 1 | 1 | 1 |  | #REF! |  | 56361.5541 | 140
1179 | 1032.624 | 18209.249 | 1 | 1 | 33036.214 | 1 | 1 | 1 |  | #REF! |  | 55117.1501 | 138
1180 | 1032.624 | 18368.849 | 1 | 1 | 37897.11 | 1 | 1 | 1 |  | #REF! |  | 55001.8678 | 133
1181 | 1032.624 | 18535.9 | 1 | 1 | 42341.433 | 1 | 1 | 1 |  | #REF! |  | 54995.2097 | 128
1182 | 1762.222 | 18659.187 | 1 | 1 | 46438.35 | 1 | 1 | 1 |  | #REF! |  | 55070.636 | 131
1183 | 6139.858 | 18942.38 | 1 | 1 | 125473.222 | 1 | 1 | 1 |  | #REF! |  | 55398.0721 | 134
1184 | 1762.222 | 48660.377 | 1 | 1 | 126984.972 | 1 | 1 | 1 |  | #REF! |  | 55186.0449 | 141
1185 | 1032.624 | 76372.307 | 1 | 1 | 114453.309 | 1 | 1 | 1 |  | #REF! |  | 54163.8804 | 132
1186 | 1153.24 | 92284.106 | 1 | 1 | 99145.29 | 1 | 1 | 1 |  | #REF! |  | 53576.3931 | 127
1187 | 1213.547 | 107906.577 | 1 | 1 | 86362.941 | 1 | 1 | 1 |  | #REF! |  | 54676.9564 | 109
1188 | 1213.547 | 91242.373 | 1 | 1 | 75701.455 | 1 | 1 | 1 |  | #REF! |  | 54428.6381 | 96
1189 | 6200.166 | 53850.107 | 1 | 1 | 58320.639 | 1 | 1 | 1 |  | #REF! |  | 54494.1292 | 96
1190 | 1762.222 | 72756.006 | 1 | 1 | 61355.05 | 1 | 1 | 1 | 62.5001 | 0 |  | 54752.5524 | 97
1191 | 1032.624 | 104108.554 | 1 | 1 | 57979.507 | 1 | 1 | 1 |  | #REF! |  | 54506.5617 | 97
1192 | 1032.624 | 88123.334 | 1 | 1 | 57176.269 | 1 | 1 | 1 |  | #REF! |  | 55336.1971 | 93
1193 | 1032.624 | 76364.731 | 1 | 1 | 60481.26 | 1 | 1 | 1 |  | #REF! |  | 55532.4062 | 102
1194 | 1762.222 | 45085.665 | 1 | 1 | 66155.341 | 1 | 1 | 1 |  | #REF! |  | 55848.4651 | 120
1195 | 6139.858 | 30803.646 | 1 | 1 | 65044.076 | 1 | 1 | 1 |  | #REF! |  | 56179.838 | 142
1196 | 7599.07 | 32159.667 | 1 | 1 | 63572.503 | 1 | 1 | 1 |  | #REF! |  | 56655.4919 | 156
1197 | 1762.222 | 18053.657 | 1 | 1 | 74387.628 | 1 | 1 | 1 |  | #REF! |  | 56280.0808 | 153
1198 | 1762.222 | 17729.821 | 1 | 1 | 3118.723 | 1 | 1 | 1 |  | #REF! |  | 55320.2687 | 147
1199 | 1762.222 | 17397.838 | 1 | 1 | 3249.223 | 1 | 1 | 1 |  | #REF! |  | 56036.233 | 148
1200 | 1032.624 | 17562.167 | 1 | 1 | 10948.104 | 1 | 1 | 1 |  | #REF! |  | 57235.2733 | 137
1201 | 1032.624 | 17651.649 | 1 | 1 | 16189.338 | 1 | 1 | 1 |  | #REF! |  | 55354.9619 | 116
1202 | 1032.624 | 17696.243 | 1 | 1 | 21958.21 | 1 | 1 | 1 |  | #REF! |  | 53814.7709 | 98
1203 | 1032.624 | 17788.765 | 1 | 1 | 27177.421 | 1 | 1 | 1 |  | #REF! |  | 52706.4951 | 87
1204 | 1032.624 | 17833.52 | 1 | 1 | 31225.601 | 1 | 1 | 1 |  | #REF! |  | 52703.6005 | 89
1205 | 1032.624 | 17885.253 | 1 | 1 | 35008.486 | 1 | 1 | 1 |  | #REF! |  | 52981.1263 | 108
1206 | 1762.222 | 17948.866 | 1 | 1 | 39152.672 | 1 | 1 | 1 |  | #REF! |  | 54670.9708 | 131
1207 | 6139.858 | 18122.921 | 1 | 1 | 117563.955 | 1 | 1 | 1 |  | #REF! |  | 56043.1592 | 140
1208 | 1762.222 | 48337.791 | 1 | 1 | 119269.003 | 1 | 1 | 1 |  | #REF! |  | 58890.9848 | 161
1209 | 1032.624 | 75733.006 | 1 | 1 | 106137.554 | 1 | 1 | 1 |  | #REF! |  | 63245.7115 | 147
1210 | 1153.24 | 91405.074 | 1 | 1 | 89557.929 | 1 | 1 | 1 |  | #REF! |  | 70246.1243 | 133
1211 | 1213.547 | 106769.037 | 1 | 1 | 76086.74 | 1 | 1 | 1 |  | #REF! |  | 70950.6248 | 116
1212 | 1213.547 | 89986.02 | 1 | 1 | 64206.122 | 1 | 1 | 1 |  | #REF! |  | 70605.9386 | 103
1213 | 6200.166 | 52608.308 | 1 | 1 | 45891.801 | 1 | 1 | 1 | 21286.6214 | 0 |  | 65874.392 | 98
1214 | 1762.222 | 71462.028 | 1 | 1 | 48356.931 | 1 | 1 | 1 |  | #REF! |  | 64648.2031 | 100
1215 | 1032.624 | 102817.666 | 1 | 1 | 45517.972 | 1 | 1 | 1 | 6550.2024 | 0 |  | 67210.2686 | 113
1216 | 1032.624 | 86836.898 | 1 | 1 | 44238.393 | 1 | 1 | 1 |  | #REF! |  | 66922.3865 | 113
1217 | 1032.624 | 75143.553 | 1 | 1 | 48028.15 | 1 | 1 | 1 |  | #REF! |  | 67880.9805 | 126
1218 | 1762.222 | 43923.431 | 1 | 1 | 53317.227 | 1 | 1 | 1 |  | #REF! |  | 67859.8714 | 143
1219 | 6139.858 | 30186.684 | 1 | 1 | 52398.75 | 1 | 1 | 1 |  | #REF! |  | 68456.2195 | 184
1220 | 7599.07 | 31575.722 | 1 | 1 | 51978.952 | 1 | 1 | 1 |  | #REF! |  | 68837.6099 | 196
1221 | 1762.222 | 17662.007 | 1 | 1 | 63627.275 | 1 | 1 | 1 |  | #REF! |  | 66585.0262 | 196
1222 | 1762.222 | 17340.238 | 1 | 1 | 2991.791 | 1 | 1 | 1 |  | #REF! |  | 64962.3216 | 193
1223 | 1762.222 | 17034.074 | 1 | 1 | 1735.095 | 1 | 1 | 1 |  | #REF! |  | 63877.3034 | 198
1224 | 1032.624 | 17165.833 | 1 | 1 | 2401.211 | 1 | 1 | 1 |  | #REF! |  | 63845.0912 | 191
1225 | 1032.624 | 17326.712 | 1 | 1 | 7850.472 | 1 | 1 | 1 |  | #REF! |  | 63400.0804 | 170
1226 | 1032.624 | 17439.399 | 1 | 1 | 15363.708 | 1 | 1 | 1 |  | #REF! |  | 60244.844 | 161
1227 | 1032.624 | 17630.152 | 1 | 1 | 22918.97 | 1 | 1 | 1 |  | #REF! |  | 59653.3267 | 163
1228 | 1032.624 | 17728.815 | 1 | 1 | 28266.658 | 1 | 1 | 1 |  | #REF! |  | 59606.2616 | 158
1229 | 1032.624 | 17818.414 | 1 | 1 | 33089.127 | 1 | 1 | 1 |  | #REF! |  | 59752.7618 | 151
1230 | 1762.222 | 17883.873 | 1 | 1 | 38199.184 | 1 | 1 | 1 |  | #REF! |  | 61244.5622 | 154
1231 | 6139.858 | 18043.271 | 1 | 1 | 117250.752 | 1 | 1 | 1 |  | #REF! |  | 63807.9629 | 169
1232 | 1762.222 | 48231.103 | 1 | 1 | 119488.481 | 1 | 1 | 1 |  | #REF! |  | 66795.8864 | 174
1233 | 1032.624 | 75741.143 | 1 | 1 | 110308.047 | 1 | 1 | 1 |  | #REF! |  | 68657.8126 | 169
1234 | 1153.24 | 91592.014 | 1 | 1 | 97344.767 | 1 | 1 | 1 |  | #REF! |  | 72154.89 | 137
1235 | 1213.547 | 107276.641 | 1 | 1 | 87671.664 | 1 | 1 | 1 |  | #REF! |  | 72314.8168 | 122
1236 | 1213.547 | 90671.566 | 1 | 1 | 78418.682 | 1 | 1 | 1 |  | #REF! |  | 71759.431 | 106
1237 | 6200.166 | 53329.553 | 1 | 1 | 60311.083 | 1 | 1 | 1 |  | #REF! |  | 66338.0655 | 96
1238 | 1762.222 | 72269.05 | 1 | 1 | 63464.581 | 1 | 1 | 1 | 170.3038 | 0 |  | 65299.1304 | 93
1239 | 1032.624 | 103685.361 | 1 | 1 | 60316.477 | 1 | 1 | 1 |  | #REF! |  | 67276.1062 | 93
1240 | 1032.624 | 87713.378 | 1 | 1 | 58953.778 | 1 | 1 | 1 |  | #REF! |  | 66785.7385 | 97
1241 | 1032.624 | 75945.062 | 1 | 1 | 61496.171 | 1 | 1 | 1 |  | #REF! |  | 66960.2036 | 101
1242 | 1762.222 | 44584.832 | 1 | 1 | 65428.964 | 1 | 1 | 1 |  | #REF! |  | 67655.1464 | 106
1243 | 6139.858 | 30579.054 | 1 | 1 | 62908.745 | 1 | 1 | 1 |  | #REF! |  | 67236.4404 | 140
1244 | 7599.07 | 31930.03 | 1 | 1 | 61360.99 | 1 | 1 | 1 |  | #REF! |  | 67894.8332 | 147
1245 | 1762.222 | 17912.715 | 1 | 1 | 71921.649 | 1 | 1 | 1 |  | #REF! |  | 66155.582 | 173
1246 | 1762.222 | 17566.43 | 1 | 1 | 3043.16 | 1 | 1 | 1 |  | #REF! |  | 64074.737 | 172
1247 | 1762.222 | 17224.181 | 1 | 1 | 2210.827 | 1 | 1 | 1 |  | #REF! |  | 63007.3135 | 167
1248 | 1032.624 | 17327.129 | 1 | 1 | 5866.489 | 1 | 1 | 1 |  | #REF! |  | 62899.5915 | 163
1249 | 1032.624 | 17424.552 | 1 | 1 | 11149.312 | 1 | 1 | 1 |  | #REF! |  | 62688.7678 | 147
1250 | 1032.624 | 17425.779 | 1 | 1 | 16063.842 | 1 | 1 | 1 |  | #REF! |  | 59309.8201 | 139
1251 | 1032.624 | 17492.765 | 1 | 1 | 20781.692 | 1 | 1 | 1 |  | #REF! |  | 58863.9084 | 130
1252 | 1032.624 | 17524.593 | 1 | 1 | 24430.639 | 1 | 1 | 1 |  | #REF! |  | 58303.4081 | 123
1253 | 1032.624 | 17580.59 | 1 | 1 | 28389.666 | 1 | 1 | 1 |  | #REF! |  | 58075.4419 | 123
1254 | 1762.222 | 17601.125 | 1 | 1 | 32305.618 | 1 | 1 | 1 |  | #REF! |  | 59202.3988 | 123
1255 | 6139.858 | 17721.37 | 1 | 1 | 110909.41 | 1 | 1 | 1 |  | #REF! |  | 60844.22 | 136
1256 | 1762.222 | 47859.924 | 1 | 1 | 112506.413 | 1 | 1 | 1 |  | #REF! |  | 62789.0031 | 146
1257 | 1032.624 | 75160.055 | 1 | 1 | 100770.116 | 1 | 1 | 1 |  | #REF! |  | 65826.4572 | 143
1258 | 1153.24 | 90798.688 | 1 | 1 | 86287.978 | 1 | 1 | 1 |  | #REF! |  | 71531.5451 | 138
1259 | 1213.547 | 106168.117 | 1 | 1 | 73547.155 | 1 | 1 | 1 |  | #REF! |  | 73494.2712 | 133
1260 | 1213.547 | 89513.636 | 1 | 1 | 63311.45 | 1 | 1 | 1 |  | #REF! |  | 74170.2756 | 117
1261 | 6200.166 | 52172.895 | 1 | 1 | 45441.552 | 1 | 1 | 1 |  | #REF! |  | 70540.8 | 113
1262 | 1762.222 | 70986.569 | 1 | 1 | 47743.862 | 1 | 1 | 1 |  | #REF! |  | 70069.9609 | 118
1263 | 1032.624 | 102362.766 | 1 | 1 | 44961.122 | 1 | 1 | 1 |  | #REF! |  | 73145.0781 | 119
1264 | 1032.624 | 86429.988 | 1 | 1 | 43925.57 | 1 | 1 | 1 |  | #REF! |  | 72508.5181 | 120
1265 | 1032.624 | 74740.207 | 1 | 1 | 46980.358 | 1 | 1 | 1 |  | #REF! |  | 71993.4531 | 127
1266 | 1762.222 | 43441.217 | 1 | 1 | 50765.314 | 1 | 1 | 1 |  | #REF! |  | 71033.002 | 136
1267 | 6139.858 | 29909.522 | 1 | 1 | 48241.343 | 1 | 1 | 1 |  | #REF! |  | 69067.2731 | 156
1268 | 7599.07 | 31282.673 | 1 | 1 | 47259.03 | 1 | 1 | 1 |  | #REF! |  | 67856.9999 | 165
1269 | 1762.222 | 17482.537 | 1 | 1 | 58707.003 | 1 | 1 | 1 |  | #REF! |  | 64779.6616 | 181
1270 | 1762.222 | 17101.144 | 1 | 1 | 2984.019 | 1 | 1 | 1 |  | #REF! |  | 63082.1001 | 179
1271 | 1762.222 | 16710.431 | 1 | 1 | 1674.069 | 1 | 1 | 1 |  | #REF! |  | 62424.7783 | 176
1272 | 1032.624 | 16830.964 | 1 | 1 | 1339.277 | 1 | 1 | 1 |  | #REF! |  | 62475.1678 | 168
1273 | 1032.624 | 16829.878 | 1 | 1 | 1191.422 | 1 | 1 | 1 |  | #REF! |  | 62415.1935 | 161
1274 | 1032.624 | 16840.508 | 1 | 1 | 5209.633 | 1 | 1 | 1 |  | #REF! |  | 59420.4494 | 150
1275 | 1032.624 | 16902.218 | 1 | 1 | 11624.137 | 1 | 1 | 1 |  | #REF! |  | 59160.412 | 147
1276 | 1032.624 | 16923.027 | 1 | 1 | 16392.099 | 1 | 1 | 1 |  | #REF! |  | 58532.6703 | 139
1277 | 1032.624 | 16956.432 | 1 | 1 | 21161.163 | 1 | 1 | 1 |  | #REF! |  | 58945.8181 | 140
1278 | 1762.222 | 16974.204 | 1 | 1 | 24202.865 | 1 | 1 | 1 |  | #REF! |  | 59578.2845 | 136
1279 | 6139.858 | 17097.966 | 1 | 1 | 101060.46 | 1 | 1 | 1 |  | #REF! |  | 61326.4737 | 157
1280 | 1762.222 | 31829.093 | 1 | 1 | 105601.341 | 1 | 1 | 1 |  | #REF! |  | 62375.9307 | 171
1281 | 1032.624 | 32376.085 | 1 | 1 | 97675.838 | 1 | 1 | 1 |  | #REF! |  | 65895.7465 | 165
1282 | 1153.24 | 32883.527 | 1 | 1 | 84983.805 | 1 | 1 | 1 |  | #REF! |  | 69932.7539 | 147
1283 | 1213.547 | 33272.929 | 1 | 1 | 73561.278 | 1 | 1 | 1 |  | #REF! |  | 70506.6005 | 129
1284 | 1213.547 | 32501.429 | 1 | 1 | 64153.089 | 1 | 1 | 1 | 2120.1762 | 0 |  | 69755.1573 | 111
1285 | 6200.166 | 30429.384 | 1 | 1 | 45259.262 | 1 | 1 | 1 |  | #REF! |  | 65971.7078 | 98
1286 | 1762.222 | 30120.505 | 1 | 1 | 48060.692 | 1 | 1 | 1 |  | #REF! |  | 64857.62 | 101
1287 | 1032.624 | 30831.274 | 1 | 1 | 46519.226 | 1 | 1 | 1 | 813.5483 | 0 |  | 67154.0279 | 105
1288 | 1032.624 | 30464.769 | 1 | 1 | 45359.706 | 1 | 1 | 1 |  | #REF! |  | 66889.2625 | 109
1289 | 1032.624 | 30212.603 | 1 | 1 | 48794.148 | 1 | 1 | 1 |  | #REF! |  | 67386.244 | 116
1290 | 1762.222 | 29712.42 | 1 | 1 | 52015.668 | 1 | 1 | 1 |  | #REF! |  | 67810.3019 | 133
1291 | 6139.858 | 29935.525 | 1 | 1 | 50079.054 | 1 | 1 | 1 |  | #REF! |  | 68131.5897 | 176
1292 | 7599.07 | 31319.092 | 1 | 1 | 48023.776 | 1 | 1 | 1 |  | #REF! |  | 68978.0721 | 197
1293 | 1762.222 | 17525.372 | 1 | 1 | 58544.324 | 1 | 1 | 1 |  | #REF! |  | 66874.2722 | 199
1294 | 1762.222 | 17142.555 | 1 | 1 | 2446.95 | 1 | 1 | 1 |  | #REF! |  | 64720.7234 | 202
1295 | 1762.222 | 16769.777 | 1 | 1 | 2007.839 | 1 | 1 | 1 |  | #REF! |  | 63872.804 | 191
1296 | 1032.624 | 16838.379 | 1 | 1 | 1395.426 | 1 | 1 | 1 |  | #REF! |  | 64162.6345 | 174
1297 | 1032.624 | 16880.64 | 1 | 1 | 2134.774 | 1 | 1 | 1 |  | #REF! |  | 63013.4226 | 169
1298 | 1032.624 | 16855.208 | 1 | 1 | 6846.613 | 1 | 1 | 1 |  | #REF! |  | 60328.6267 | 161
1299 | 1032.624 | 16893.065 | 1 | 1 | 12772.512 | 1 | 1 | 1 |  | #REF! |  | 59685.118 | 157
1300 | 1032.624 | 16907.155 | 1 | 1 | 17470.271 | 1 | 1 | 1 |  | #REF! |  | 59153.9091 | 150
1301 | 1032.624 | 16919.28 | 1 | 1 | 21727.737 | 1 | 1 | 1 |  | #REF! |  | 59791.3972 | 151
1302 | 1762.222 | 16917.606 | 1 | 1 | 23954.432 | 1 | 1 | 1 |  | #REF! |  | 60994.8567 | 154
1303 | 6139.858 | 17029.991 | 1 | 1 | 100220.246 | 1 | 1 | 1 |  | #REF! |  | 61863.5615 | 146
1304 | 1762.222 | 17324.931 | 1 | 1 | 103952.84 | 1 | 1 | 1 |  | #REF! |  | 64040.0246 | 171
1305 | 1032.624 | 18103.682 | 1 | 1 | 94896.527 | 1 | 1 | 1 |  | #REF! |  | 66301.2274 | 152
1306 | 1153.24 | 18865.038 | 1 | 1 | 83411.889 | 1 | 1 | 1 |  | #REF! |  | 70215.8998 | 132
1307 | 1213.547 | 19456.348 | 1 | 1 | 72097.448 | 1 | 1 | 1 | 5055.7648 | 0 |  | 70279.7896 | 113
1308 | 1213.547 | 18879.024 | 1 | 1 | 62217.803 | 1 | 1 | 1 | 12181.6149 | 0 |  | 69533.9901 | 105
1309 | 6200.166 | 16962.488 | 1 | 1 | 41996.173 | 1 | 1 | 1 | 4557.6052 | 0 |  | 65653.2509 | 94
1310 | 1762.222 | 16779.359 | 1 | 1 | 45146.252 | 1 | 1 | 1 | 30695.3301 | 0 |  | 64350.3415 | 90
1311 | 1032.624 | 17551.216 | 1 | 1 | 43418.853 | 1 | 1 | 1 | 10977.7183 | 0 |  | 65654.0182 | 106
1312 | 1032.624 | 17204.479 | 1 | 1 | 41976.454 | 1 | 1 | 1 | 654.4005 | 0 |  | 64844.9865 | 100
1313 | 1032.624 | 16947.963 | 1 | 1 | 43439.962 | 1 | 1 | 1 |  | #REF! |  | 65597.8693 | 114
1314 | 1762.222 | 16431.519 | 1 | 1 | 47875.577 | 1 | 1 | 1 |  | #REF! |  | 66048.5367 | 120
1315 | 6139.858 | 16537.551 | 1 | 1 | 45108.8 | 1 | 1 | 1 |  | #REF! |  | 66167.6248 | 148
1316 | 7599.07 | 17909.04 | 1 | 1 | 45087.428 | 1 | 1 | 1 |  | #REF! |  | 66637.1335 | 168
1317 | 1762.222 | 17454.16 | 1 | 1 | 55935.849 | 1 | 1 | 1 |  | #REF! |  | 64573.1088 | 176
1318 | 1762.222 | 17091.47 | 1 | 1 | 2325.465 | 1 | 1 | 1 |  | #REF! |  | 62634.6616 | 180
1319 | 1762.222 | 16746.694 | 1 | 1 | 2146.144 | 1 | 1 | 1 |  | #REF! |  | 61806.3553 | 166
1320 | 1032.624 | 16826.548 | 1 | 1 | 1318.033 | 1 | 1 | 1 |  | #REF! |  | 62361.5664 | 165
1321 | 1032.624 | 18530.689 | 1 | 1 | 1995.876 | 1 | 1 | 1 |  | #REF! |  | 62089.9103 | 147
1322 | 1032.624 | 18589.959 | 1 | 1 | 8426.49 | 1 | 1 | 1 |  | #REF! |  | 58741.5693 | 164
1323 | 1032.624 | 18763.033 | 1 | 1 | 15972.766 | 1 | 1 | 1 |  | #REF! |  | 56779.9971 | 140
1324 | 1032.624 | 18826.522 | 1 | 1 | 21116.955 | 1 | 1 | 1 |  | #REF! |  | 56877.5485 | 137
1325 | 1032.624 | 18929.777 | 1 | 1 | 26104.765 | 1 | 1 | 1 |  | #REF! |  | 57140.3011 | 133
1326 | 1762.222 | 19012.572 | 1 | 1 | 31361.465 | 1 | 1 | 1 |  | #REF! |  | 57847.9898 | 138
1327 | 6139.858 | 19213.269 | 1 | 1 | 111442.041 | 1 | 1 | 1 |  | #REF! |  | 59660.8127 | 145
1328 | 1762.222 | 48314.95 | 1 | 1 | 113223.499 | 1 | 1 | 1 |  | #REF! |  | 59411.5365 | 146
1329 | 1032.624 | 76109.911 | 1 | 1 | 102041.683 | 1 | 1 | 1 |  | #REF! |  | 59732.0255 | 150
1330 | 1153.24 | 92240.481 | 1 | 1 | 88223.282 | 1 | 1 | 1 |  | #REF! |  | 59969.5509 | 127
1331 | 1213.547 | 107913.424 | 1 | 1 | 76233.16 | 1 | 1 | 1 | 3738.068 | 0 |  | 59767.4359 | 121
1332 | 1213.547 | 91268.421 | 1 | 1 | 66482.271 | 1 | 1 | 1 | 9306.967 | 0 |  | 60051.9907 | 103
1333 | 6200.166 | 53856.585 | 1 | 1 | 48958.323 | 1 | 1 | 1 |  | #REF! |  | 57926.3564 | 100
1334 | 1762.222 | 72749.193 | 1 | 1 | 52517.442 | 1 | 1 | 1 | 26735.072 | 0 |  | 57121.6071 | 98
1335 | 1032.624 | 104077.724 | 1 | 1 | 50314.42 | 1 | 1 | 1 | 12959.3174 | 0 |  | 56527.5603 | 90
1336 | 1032.624 | 88005.38 | 1 | 1 | 49450.712 | 1 | 1 | 1 |  | #REF! |  | 56352.3521 | 90
1337 | 1032.624 | 76172.802 | 1 | 1 | 52535.028 | 1 | 1 | 1 |  | #REF! |  | 56125.4015 | 95
1338 | 1762.222 | 44790.385 | 1 | 1 | 56953.928 | 1 | 1 | 1 |  | #REF! |  | 56164.216 | 108
1339 | 6139.858 | 30424.743 | 1 | 1 | 55078.785 | 1 | 1 | 1 |  | #REF! |  | 57440.1859 | 132
1340 | 7599.07 | 31731.747 | 1 | 1 | 53179.817 | 1 | 1 | 1 |  | #REF! |  | 59464.2314 | 147
1341 | 1762.222 | 17619.77 | 1 | 1 | 63569.611 | 1 | 1 | 1 |  | #REF! |  | 59610.5729 | 160
1342 | 1762.222 | 17229.602 | 1 | 1 | 2986.745 | 1 | 1 | 1 |  | #REF! |  | 59069.8603 | 159
1343 | 1762.222 | 16898.173 | 1 | 1 | 1702.873 | 1 | 1 | 1 |  | #REF! |  | 59281.6965 | 167
1344 | 1032.624 | 16980.644 | 1 | 1 | 1552.065 | 1 | 1 | 1 |  | #REF! |  | 60422.4945 | 159
1345 | 1032.624 | 17002.666 | 1 | 1 | 1788.785 | 1 | 1 | 1 |  | #REF! |  | 58776.7951 | 145
1346 | 1032.624 | 16964.931 | 1 | 1 | 4207.29 | 1 | 1 | 1 |  | #REF! |  | 56372.3127 | 132
1347 | 1032.624 | 17000.621 | 1 | 1 | 8101.228 | 1 | 1 | 1 |  | #REF! |  | 55036.3189 | 121
1348 | 1032.624 | 17034.083 | 1 | 1 | 11959.184 | 1 | 1 | 1 |  | #REF! |  | 54516.5346 | 120
1349 | 1032.624 | 17076.401 | 1 | 1 | 15734.512 | 1 | 1 | 1 |  | #REF! |  | 54066.1538 | 118
1350 | 1762.222 | 17087.847 | 1 | 1 | 19564.697 | 1 | 1 | 1 |  | #REF! |  | 55142.481 | 117
1351 | 6139.858 | 17216.578 | 1 | 1 | 99075.207 | 1 | 1 | 1 |  | #REF! |  | 55419.0056 | 122
1352 | 1762.222 | 47383.078 | 1 | 1 | 100639.257 | 1 | 1 | 1 |  | #REF! |  | 55603.2348 | 125
1353 | 1032.624 | 74542.665 | 1 | 1 | 87840.557 | 1 | 1 | 1 |  | #REF! |  | 55173.7039 | 131
1354 | 1153.24 | 90012.098 | 1 | 1 | 73262.165 | 1 | 1 | 1 |  | #REF! |  | 54970.2329 | 122
1355 | 1213.547 | 105358.73 | 1 | 1 | 60860.014 | 1 | 1 | 1 |  | #REF! |  | 55097.9431 | 109
1356 | 1213.547 | 88574.456 | 1 | 1 | 49700.811 | 1 | 1 | 1 | 4982.0377 | 0 |  | 54693.8935 | 97
1357 | 6200.166 | 51196.88 | 1 | 1 | 31171.585 | 1 | 1 | 1 | 24806.1272 | 0 |  | 54025.9918 | 92
1358 | 1762.222 | 69995.944 | 1 | 1 | 34063.725 | 1 | 1 | 1 |  | #REF! |  | 53034.6584 | 88
1359 | 1032.624 | 101375.694 | 1 | 1 | 31541.689 | 1 | 1 | 1 | 9302.2998 | 0 |  | 52452.1544 | 84
1360 | 1032.624 | 85411.179 | 1 | 1 | 30080.107 | 1 | 1 | 1 |  | #REF! |  | 52077.3446 | 85
1361 | 1032.624 | 73701.726 | 1 | 1 | 33345.862 | 1 | 1 | 1 |  | #REF! |  | 52874.6678 | 89
1362 | 1762.222 | 42445.093 | 1 | 1 | 37753.85 | 1 | 1 | 1 |  | #REF! |  | 53587.8758 | 111
1363 | 6139.858 | 29287.063 | 1 | 1 | 35000.402 | 1 | 1 | 1 |  | #REF! |  | 55423.2861 | 136
1364 | 7599.07 | 30753.301 | 1 | 1 | 35928.389 | 1 | 1 | 1 |  | #REF! |  | 58092.173 | 160
1365 | 1762.222 | 17195.345 | 1 | 1 | 48877.594 | 1 | 1 | 1 |  | #REF! |  | 58105.7732 | 159
1366 | 1762.222 | 16859.552 | 1 | 1 | 2981.249 | 1 | 1 | 1 |  | #REF! |  | 57763.3353 | 161
1367 | 1762.222 | 16524.968 | 1 | 1 | 1667.156 | 1 | 1 | 1 |  | #REF! |  | 58854.9293 | 155
1368 | 1032.624 | 16621.45 | 1 | 1 | 1280.164 | 1 | 1 | 1 |  | #REF! |  | 58941.8662 | 150
1369 | 1032.624 | 16803.213 | 1 | 1 | 666.142 | 1 | 1 | 1 |  | #REF! |  | 56193.0305 | 133
1370 | 1032.624 | 16949.602 | 1 | 1 | 2613.725 | 1 | 1 | 1 |  | #REF! |  | 53321.3886 | 133
1371 | 1032.624 | 17157.605 | 1 | 1 | 11571.944 | 1 | 1 | 1 |  | #REF! |  | 53091.444 | 131
1372 | 1032.624 | 17299.287 | 1 | 1 | 18191.882 | 1 | 1 | 1 |  | #REF! |  | 53129.8629 | 128
1373 | 1032.624 | 17429.207 | 1 | 1 | 24041.702 | 1 | 1 | 1 |  | #REF! |  | 53351.1548 | 130
1374 | 1762.222 | 17540.542 | 1 | 1 | 30329.827 | 1 | 1 | 1 |  | #REF! |  | 55496.4868 | 127
1375 | 6139.858 | 17719.244 | 1 | 1 | 110498.54 | 1 | 1 | 1 |  | #REF! |  | 57637.6305 | 141
1376 | 1762.222 | 47695.593 | 1 | 1 | 112500.212 | 1 | 1 | 1 |  | #REF! |  | 60453.8812 | 157
1377 | 1032.624 | 75036.835 | 1 | 1 | 102374.943 | 1 | 1 | 1 |  | #REF! |  | 62861.6259 | 137
1378 | 1153.24 | 90761.447 | 1 | 1 | 89396.167 | 1 | 1 | 1 |  | #REF! |  | 67975.3886 | 125
1379 | 1213.547 | 106240.96 | 1 | 1 | 78119.469 | 1 | 1 | 1 |  | #REF! |  | 69006.1768 | 107
1380 | 1213.547 | 89711.797 | 1 | 1 | 69282.009 | 1 | 1 | 1 |  | #REF! |  | 67934.849 | 93
1381 | 6200.166 | 52473.122 | 1 | 1 | 52444.155 | 1 | 1 | 1 |  | #REF! |  | 64139.4806 | 84
1382 | 1762.222 | 71452.553 | 1 | 1 | 55885.958 | 1 | 1 | 1 |  | #REF! |  | 61984.623 | 88
1383 | 1032.624 | 102924.654 | 1 | 1 | 53720.544 | 1 | 1 | 1 | 3444.1424 | 0 |  | 64632.3264 | 87
1384 | 1032.624 | 87038.891 | 1 | 1 | 53275.614 | 1 | 1 | 1 |  | #REF! |  | 63335.1116 | 81
1385 | 1032.624 | 75286.156 | 1 | 1 | 55472.608 | 1 | 1 | 1 |  | #REF! |  | 63863.8297 | 87
1386 | 1762.222 | 43968.683 | 1 | 1 | 59174.096 | 1 | 1 | 1 |  | #REF! |  | 64233.6616 | 94
1387 | 6139.858 | 30220.828 | 1 | 1 | 56453.623 | 1 | 1 | 1 |  | #REF! |  | 64768.3865 | 122
1388 | 7599.07 | 31693.555 | 1 | 1 | 57510.23 | 1 | 1 | 1 |  | #REF! |  | 66019.195 | 142
1389 | 1762.222 | 17848.946 | 1 | 1 | 71083.664 | 1 | 1 | 1 |  | #REF! |  | 64215.4763 | 159
1390 | 1762.222 | 17607.288 | 1 | 1 | 3043.908 | 1 | 1 | 1 |  | #REF! |  | 62730.5799 | 152
1391 | 1762.222 | 17356 | 1 | 1 | 3140.576 | 1 | 1 | 1 |  | #REF! |  | 62068.0916 | 163
1392 | 1032.624 | 17601.246 | 1 | 1 | 13480.333 | 1 | 1 | 1 |  | #REF! |  | 61975.1562 | 154
1393 | 1032.624 | 17755.812 | 1 | 1 | 20128.63 | 1 | 1 | 1 |  | #REF! |  | 61118.34 | 138
1394 | 1032.624 | 17856.649 | 1 | 1 | 27090.47 | 1 | 1 | 1 |  | #REF! |  | 58089.1398 | 132
1395 | 1032.624 | 18034.344 | 1 | 1 | 34214.141 | 1 | 1 | 1 |  | #REF! |  | 57768.811 | 132
1396 | 1032.624 | 18120.119 | 1 | 1 | 39131.324 | 1 | 1 | 1 |  | #REF! |  | 57249.3067 | 124
1397 | 1032.624 | 18216.764 | 1 | 1 | 43874.287 | 1 | 1 | 1 |  | #REF! |  | 57678.4871 | 126
1398 | 1762.222 | 18330.634 | 1 | 1 | 48858.964 | 1 | 1 | 1 |  | #REF! |  | 58627.2709 | 140
1399 | 6139.858 | 18550.643 | 1 | 1 | 127485.678 | 1 | 1 | 1 |  | #REF! |  | 60664.8164 | 146
1400 | 1762.222 | 48620.158 | 1 | 1 | 128436.403 | 1 | 1 | 1 |  | #REF! |  | 62600.2604 | 154
1401 | 1032.624 | 76118.612 | 1 | 1 | 117093.332 | 1 | 1 | 1 |  | #REF! |  | 65495.1047 | 140
1402 | 1153.24 | 91972.975 | 1 | 1 | 103238.153 | 1 | 1 | 1 |  | #REF! |  | 68232.3037 | 119
1403 | 1213.547 | 107593.987 | 1 | 1 | 91495.01 | 1 | 1 | 1 |  | #REF! |  | 68343.4999 | 100
1404 | 1213.547 | 90942.45 | 1 | 1 | 81515.45 | 1 | 1 | 1 | 11780.9126 | 0 |  | 67117.337 | 96
1405 | 6200.166 | 53577.717 | 1 | 1 | 63898.426 | 1 | 1 | 1 |  | #REF! |  | 62680.6482 | 89
1406 | 1762.222 | 72526.552 | 1 | 1 | 67202.059 | 1 | 1 | 1 | 9012.2076 | 0 |  | 61249.4194 | 88
1407 | 1032.624 | 103978.997 | 1 | 1 | 64566.58 | 1 | 1 | 1 | 8774.6641 | 0 |  | 63820.9941 | 87
1408 | 1032.624 | 88149.269 | 1 | 1 | 65326.709 | 1 | 1 | 1 |  | #REF! |  | 63809.38 | 80
1409 | 1032.624 | 76451.927 | 1 | 1 | 68390.339 | 1 | 1 | 1 |  | #REF! |  | 64295.2664 | 79
1410 | 1762.222 | 45137.125 | 1 | 1 | 72941.443 | 1 | 1 | 1 |  | #REF! |  | 63696.822 | 83
1411 | 6139.858 | 30967.028 | 1 | 1 | 70873.941 | 1 | 1 | 1 |  | #REF! |  | 63797.0067 | 114
1412 | 7599.07 | 32272.405 | 1 | 1 | 67168.327 | 1 | 1 | 1 |  | #REF! |  | 64997.2788 | 125
1413 | 1762.222 | 18061.133 | 1 | 1 | 75210.864 | 1 | 1 | 1 |  | #REF! |  | 63260.6262 | 136
1414 | 1762.222 | 17660.519 | 1 | 1 | 3100.88 | 1 | 1 | 1 |  | #REF! |  | 61488.6772 | 146
1415 | 1762.222 | 17223.036 | 1 | 1 | 2215.577 | 1 | 1 | 1 |  | #REF! |  | 61070.6366 | 145
1416 | 1032.624 | 17245.323 | 1 | 1 | 3873.785 | 1 | 1 | 1 |  | #REF! |  | 61711.7286 | 139
1417 | 1032.624 | 17275.088 | 1 | 1 | 6912.195 | 1 | 1 | 1 |  | #REF! |  | 60784.7907 | 131
1418 | 1032.624 | 17263.378 | 1 | 1 | 11457.641 | 1 | 1 | 1 |  | #REF! |  | 58268.1408 | 126
1419 | 1032.624 | 17168.479 | 1 | 1 | 12504.705 | 1 | 1 | 1 |  | #REF! |  | 57918.179 | 115
1420 | 1032.624 | 17217.347 | 1 | 1 | 16416.375 | 1 | 1 | 1 |  | #REF! |  | 57752.0261 | 114
1421 | 1032.624 | 17194.645 | 1 | 1 | 18539.714 | 1 | 1 | 1 |  | #REF! |  | 57926.8585 | 111
1422 | 1762.222 | 17189.312 | 1 | 1 | 21778.476 | 1 | 1 | 1 |  | #REF! |  | 58559.5043 | 108
1423 | 6139.858 | 17284.03 | 1 | 1 | 100176.858 | 1 | 1 | 1 |  | #REF! |  | 59571.9336 | 117
1424 | 1762.222 | 50333.421 | 1 | 1 | 102519.954 | 1 | 1 | 1 |  | #REF! |  | 59270.8248 | 121
1425 | 1032.624 | 79950.091 | 1 | 1 | 97404.094 | 1 | 1 | 1 |  | #REF! |  | 60339.5247 | 124
1426 | 1153.24 | 98091.217 | 1 | 1 | 90424.231 | 1 | 1 | 1 |  | #REF! |  | 60606.0598 | 117
1427 | 1213.547 | 115971.692 | 1 | 1 | 84819.665 | 1 | 1 | 1 |  | #REF! |  | 61355.7937 | 111
1428 | 1213.547 | 97555.216 | 1 | 1 | 79184.072 | 1 | 1 | 1 |  | #REF! |  | 61429.8683 | 99
1429 | 6200.166 | 54377.673 | 1 | 1 | 64911.749 | 1 | 1 | 1 |  | #REF! |  | 58154.1472 | 90
1430 | 1762.222 | 77507.851 | 1 | 1 | 70474.822 | 1 | 1 | 1 |  | #REF! |  | 57048.7726 | 82
1431 | 1032.624 | 113121.266 | 1 | 1 | 68434.112 | 1 | 1 | 1 |  | #REF! |  | 59171.9579 | 86
1432 | 1032.624 | 95054.556 | 1 | 1 | 66363.015 | 1 | 1 | 1 |  | #REF! |  | 59084.2451 | 87
1433 | 1032.624 | 83102.177 | 1 | 1 | 65923.634 | 1 | 1 | 1 |  | #REF! |  | 60157.179 | 94
1434 | 1762.222 | 47381.795 | 1 | 1 | 65414.399 | 1 | 1 | 1 |  | #REF! |  | 60332.2001 | 118
1435 | 6139.858 | 30283.869 | 1 | 1 | 58420.062 | 1 | 1 | 1 |  | #REF! |  | 60013.4657 | 132
1436 | 7599.07 | 31742.065 | 1 | 1 | 58984.176 | 1 | 1 | 1 |  | #REF! |  | 61050.6096 | 151
1437 | 1762.222 | 17621.078 | 1 | 1 | 65695.891 | 1 | 1 | 1 |  | #REF! |  | 60811.4477 | 152
1438 | 1762.222 | 17160.21 | 1 | 1 | 2987.551 | 1 | 1 | 1 |  | #REF! |  | 59422.7909 | 155
1439 | 1762.222 | 16789.482 | 1 | 1 | 1694.885 | 1 | 1 | 1 |  | #REF! |  | 60016.2607 | 149
1440 | 1032.624 | 16862.215 | 1 | 1 | 1500.631 | 1 | 1 | 1 |  | #REF! |  | 60736.9437 | 132
1441 | 1032.624 | 16949.215 | 1 | 1 | 3796.91 | 1 | 1 | 1 |  | #REF! |  | 58307.3838 | 122
1442 | 1032.624 | 16965.011 | 1 | 1 | 11342.421 | 1 | 1 | 1 |  | #REF! |  | 55024.4841 | 116
1443 | 1032.624 | 17092.428 | 1 | 1 | 19824.617 | 1 | 1 | 1 |  | #REF! |  | 54134.9878 | 111
1444 | 1032.624 | 17193.07 | 1 | 1 | 26812.158 | 1 | 1 | 1 |  | #REF! |  | 54067.6971 | 112
1445 | 1032.624 | 17247.242 | 1 | 1 | 31975.586 | 1 | 1 | 1 |  | #REF! |  | 54195.3198 | 110
1446 | 1762.222 | 17289.064 | 1 | 1 | 35597.084 | 1 | 1 | 1 |  | #REF! |  | 55171.1038 | 115
1447 | 6139.858 | 17434.589 | 1 | 1 | 112503.855 | 1 | 1 | 1 |  | #REF! |  | 57455.4848 | 134
1448 | 1762.222 | 32338.202 | 1 | 1 | 117006.674 | 1 | 1 | 1 |  | #REF! |  | 61229.0632 | 159
1449 | 1032.624 | 33141.5 | 1 | 1 | 113845.226 | 1 | 1 | 1 |  | #REF! |  | 64284.2847 | 148
1450 | 1153.24 | 33911.711 | 1 | 1 | 107057.121 | 1 | 1 | 1 |  | #REF! |  | 68880.8134 | 132
1451 | 1213.547 | 34485.468 | 1 | 1 | 99704.623 | 1 | 1 | 1 |  | #REF! |  | 69059.9696 | 120
1452 | 1213.547 | 33838.626 | 1 | 1 | 93446.068 | 1 | 1 | 1 |  | #REF! |  | 69079.1522 | 102
1453 | 6200.166 | 31879.757 | 1 | 1 | 77653.101 | 1 | 1 | 1 |  | #REF! |  | 64942.5198 | 92
1454 | 1762.222 | 31670.569 | 1 | 1 | 82907.915 | 1 | 1 | 1 |  | #REF! |  | 63173.0905 | 84
1455 | 1032.624 | 32396.933 | 1 | 1 | 82071.648 | 1 | 1 | 1 |  | #REF! |  | 65636.36 | 89
1456 | 1032.624 | 32002.366 | 1 | 1 | 80276.789 | 1 | 1 | 1 |  | #REF! |  | 64670.7265 | 90
1457 | 1032.624 | 31679.64 | 1 | 1 | 81859.019 | 1 | 1 | 1 |  | #REF! |  | 64654.7435 | 89
1458 | 1762.222 | 31018.432 | 1 | 1 | 81448.688 | 1 | 1 | 1 |  | #REF! |  | 65060.4896 | 102
1459 | 6139.858 | 31088.407 | 1 | 1 | 76270.6 | 1 | 1 | 1 |  | #REF! |  | 65696.9789 | 135
1460 | 7599.07 | 32414.536 | 1 | 1 | 72902.901 | 1 | 1 | 1 |  | #REF! |  | 67359.2913 | 161
1461 | 1762.222 | 18139.249 | 1 | 1 | 81588.475 | 1 | 1 | 1 |  | #REF! |  | 65608.0779 | 171
1462 | 1762.222 | 17728.074 | 1 | 1 | 4095.002 | 1 | 1 | 1 |  | #REF! |  | 63274.2055 | 173
1463 | 1762.222 | 17317.33 | 1 | 1 | 9829.15 | 1 | 1 | 1 |  | #REF! |  | 62466.666 | 177
1464 | 1032.624 | 17352.642 | 1 | 1 | 16962.51 | 1 | 1 | 1 |  | #REF! |  | 62694.1064 | 169
1465 | 1032.624 | 17324.958 | 1 | 1 | 20887.451 | 1 | 1 | 1 |  | #REF! |  | 62299.4256 | 146
1466 | 1032.624 | 17221.331 | 1 | 1 | 24005.139 | 1 | 1 | 1 |  | #REF! |  | 58618.0646 | 137
1467 | 1032.624 | 17173.491 | 1 | 1 | 26313.186 | 1 | 1 | 1 |  | #REF! |  | 57968.5793 | 133
1468 | 1032.624 | 17160.761 | 1 | 1 | 29320.805 | 1 | 1 | 1 |  | #REF! |  | 57708.7528 | 130
1469 | 1032.624 | 17136.57 | 1 | 1 | 31794.586 | 1 | 1 | 1 |  | #REF! |  | 58814.0984 | 127
1470 | 1762.222 | 17123.96 | 1 | 1 | 33073.199 | 1 | 1 | 1 |  | #REF! |  | 59177.3671 | 132
1471 | 6139.858 | 17214.918 | 1 | 1 | 107743.054 | 1 | 1 | 1 |  | #REF! |  | 61034.3033 | 145
1472 | 1762.222 | 17500.497 | 1 | 1 | 110819.271 | 1 | 1 | 1 |  | #REF! |  | 62283.9982 | 179
1473 | 1032.624 | 18276.972 | 1 | 1 | 101142.102 | 1 | 1 | 1 |  | #REF! |  | 64336.6066 | 144
1474 | 1153.24 | 19037.719 | 1 | 1 | 89617.582 | 1 | 1 | 1 |  | #REF! |  | 68240.1396 | 114
1475 | 1213.547 | 19639.187 | 1 | 1 | 78777.835 | 1 | 1 | 1 | 4373.021 | 0 |  | 68023.3684 | 105
1476 | 1213.547 | 19068.357 | 1 | 1 | 69152.388 | 1 | 1 | 1 | 12907.5163 | 0 |  | 67100.3577 | 80
1477 | 6200.166 | 17222.361 | 1 | 1 | 51711.072 | 1 | 1 | 1 |  | #REF! |  | 62378.0851 | 75
1478 | 1762.222 | 17003.153 | 1 | 1 | 53491.807 | 1 | 1 | 1 | 18699.7967 | 0 |  | 60896.7111 | 71
1479 | 1032.624 | 17765.325 | 1 | 1 | 51636.076 | 1 | 1 | 1 | 12797.5091 | 0 |  | 62703.1912 | 79
1480 | 1032.624 | 17445.009 | 1 | 1 | 51071.474 | 1 | 1 | 1 |  | #REF! |  | 62472.1629 | 76
1481 | 1032.624 | 17177.456 | 1 | 1 | 51841.287 | 1 | 1 | 1 |  | #REF! |  | 63435.7828 | 79
1482 | 1762.222 | 16644.42 | 1 | 1 | 55448.939 | 1 | 1 | 1 |  | #REF! |  | 63675.5171 | 85
1483 | 6139.858 | 16737.079 | 1 | 1 | 52133.705 | 1 | 1 | 1 |  | #REF! |  | 63628.7147 | 112
1484 | 7599.07 | 18087.596 | 1 | 1 | 51456.757 | 1 | 1 | 1 |  | #REF! |  | 64778.4551 | 132
1485 | 1762.222 | 17608.543 | 1 | 1 | 61291.192 | 1 | 1 | 1 |  | #REF! |  | 63644.4988 | 143
1486 | 1762.222 | 17224.503 | 1 | 1 | 2327.52 | 1 | 1 | 1 |  | #REF! |  | 61271.9738 | 157
1487 | 1762.222 | 16835.981 | 1 | 1 | 2170.738 | 1 | 1 | 1 |  | #REF! |  | 60696.5195 | 158
1488 | 1032.624 | 16910.01 | 1 | 1 | 1686.93 | 1 | 1 | 1 |  | #REF! |  | 61245.4938 | 150
1489 | 1032.624 | 19803.899 | 1 | 1 | 4271.995 | 1 | 1 | 1 |  | #REF! |  | 59799.4171 | 142
1490 | 1032.624 | 19904.347 | 1 | 1 | 12893.872 | 1 | 1 | 1 |  | #REF! |  | 57298.8278 | 127
1491 | 1032.624 | 20031.914 | 1 | 1 | 20664.75 | 1 | 1 | 1 |  | #REF! |  | 56707.4633 | 124
1492 | 1032.624 | 20047.124 | 1 | 1 | 26512.898 | 1 | 1 | 1 |  | #REF! |  | 55843.6039 | 120
1493 | 1032.624 | 20051.617 | 1 | 1 | 31434.85 | 1 | 1 | 1 |  | #REF! |  | 55741.376 | 124
1494 | 1762.222 | 20080.128 | 1 | 1 | 37060.453 | 1 | 1 | 1 |  | #REF! |  | 55688.3932 | 122
1495 | 6139.858 | 20185.952 | 1 | 1 | 116473.813 | 1 | 1 | 1 |  | #REF! |  | 56268.5296 | 119
1496 | 1762.222 | 51515.734 | 1 | 1 | 117200.664 | 1 | 1 | 1 |  | #REF! |  | 56487.0957 | 137
1497 | 1032.624 | 81408.414 | 1 | 1 | 106968.002 | 1 | 1 | 1 |  | #REF! |  | 56929.1893 | 120
1498 | 1153.24 | 99773.083 | 1 | 1 | 94865.781 | 1 | 1 | 1 |  | #REF! |  | 58353.6101 | 115
1499 | 1213.547 | 117795.98 | 1 | 1 | 84382.811 | 1 | 1 | 1 | 3071.3742 | 0 |  | 58032.856 | 104
1500 | 1213.547 | 99181.601 | 1 | 1 | 74906.125 | 1 | 1 | 1 | 25006.8299 | 0 |  | 58001.0659 | 94
1501 | 6200.166 | 55685.421 | 1 | 1 | 58124.127 | 1 | 1 | 1 | 6048.4432 | 0 |  | 56032.3422 | 84
1502 | 1762.222 | 78726.785 | 1 | 1 | 62332.456 | 1 | 1 | 1 | 24830.3083 | 0 |  | 55528.3176 | 77
1503 | 1032.624 | 114288.167 | 1 | 1 | 60071.194 | 1 | 1 | 1 | 12987.5877 | 0 |  | 56255.229 | 68
1504 | 1032.624 | 96133.809 | 1 | 1 | 59263.261 | 1 | 1 | 1 | 4237.126 | 0 |  | 55594.3963 | 61
1505 | 1032.624 | 84134.734 | 1 | 1 | 60502.477 | 1 | 1 | 1 |  | #REF! |  | 56102.0424 | 76
1506 | 1762.222 | 48590.534 | 1 | 1 | 64633.782 | 1 | 1 | 1 |  | #REF! |  | 55901.275 | 88
1507 | 6139.858 | 30823.121 | 1 | 1 | 62097.899 | 1 | 1 | 1 |  | #REF! |  | 56415.3551 | 96
1508 | 7599.07 | 32255.351 | 1 | 1 | 62340.669 | 1 | 1 | 1 |  | #REF! |  | 57904.577 | 127
1509 | 1762.222 | 18068.739 | 1 | 1 | 74454.498 | 1 | 1 | 1 |  | #REF! |  | 57663.2017 | 128
1510 | 1762.222 | 17773.208 | 1 | 1 | 3157.916 | 1 | 1 | 1 |  | #REF! |  | 56951.4426 | 138
1511 | 1762.222 | 17481.864 | 1 | 1 | 4242.529 | 1 | 1 | 1 |  | #REF! |  | 57622.5076 | 133
1512 | 1032.624 | 17677.712 | 1 | 1 | 13548.065 | 1 | 1 | 1 |  | #REF! |  | 58208.7968 | 126
1513 | 1032.624 | 17802.426 | 1 | 1 | 19734.387 | 1 | 1 | 1 |  | #REF! |  | 58391.7145 | 130
1514 | 1032.624 | 17898.228 | 1 | 1 | 26073.177 | 1 | 1 | 1 |  | #REF! |  | 54666.9094 | 120
1515 | 1032.624 | 18049.489 | 1 | 1 | 32022.594 | 1 | 1 | 1 |  | #REF! |  | 52394.9762 | 116
1516 | 1032.624 | 18187.501 | 1 | 1 | 36582.204 | 1 | 1 | 1 |  | #REF! |  | 51620.0739 | 110
1517 | 1032.624 | 18355.51 | 1 | 1 | 41203.048 | 1 | 1 | 1 |  | #REF! |  | 51500.4031 | 114
1518 | 1762.222 | 18476.443 | 1 | 1 | 45409.529 | 1 | 1 | 1 |  | #REF! |  | 52223.2889 | 110
1519 | 6139.858 | 18721.673 | 1 | 1 | 123824.535 | 1 | 1 | 1 |  | #REF! |  | 53326.7874 | 111
1520 | 1762.222 | 51586.819 | 1 | 1 | 124169.536 | 1 | 1 | 1 |  | #REF! |  | 52681.689 | 118
1521 | 1032.624 | 81282.227 | 1 | 1 | 111584.822 | 1 | 1 | 1 |  | #REF! |  | 51883.4485 | 120
1522 | 1153.24 | 99272.291 | 1 | 1 | 97703.176 | 1 | 1 | 1 |  | #REF! |  | 51643.9477 | 113
1523 | 1213.547 | 116887.547 | 1 | 1 | 86332.309 | 1 | 1 | 1 |  | #REF! |  | 52396.3844 | 102
1524 | 1213.547 | 98178.385 | 1 | 1 | 76608.688 | 1 | 1 | 1 |  | #REF! |  | 52411.6097 | 91
1525 | 6200.166 | 54746.896 | 1 | 1 | 59783.165 | 1 | 1 | 1 | 4198.0136 | 0 |  | 51929.9541 | 92
1526 | 1762.222 | 77651.578 | 1 | 1 | 62933.613 | 1 | 1 | 1 |  | #REF! |  | 51952.2232 | 83
1527 | 1032.624 | 113202.085 | 1 | 1 | 60524.977 | 1 | 1 | 1 |  | #REF! |  | 51774.3527 | 76
1528 | 1032.624 | 95167.611 | 1 | 1 | 59446.571 | 1 | 1 | 1 |  | #REF! |  | 52106.644 | 79
1529 | 1032.624 | 83416.867 | 1 | 1 | 62820.569 | 1 | 1 | 1 |  | #REF! |  | 53497.035 | 84
1530 | 1762.222 | 47999.378 | 1 | 1 | 67286.34 | 1 | 1 | 1 |  | #REF! |  | 53571.5226 | 90
1531 | 6139.858 | 30736.589 | 1 | 1 | 64778.299 | 1 | 1 | 1 |  | #REF! |  | 54541.5932 | 128
1532 | 7599.07 | 32064.253 | 1 | 1 | 62808.5 | 1 | 1 | 1 |  | #REF! |  | 55712.4188 | 145
1533 | 1762.222 | 17937.74 | 1 | 1 | 72640.804 | 1 | 1 | 1 |  | #REF! |  | 54911.1711 | 150
1534 | 1762.222 | 17575.027 | 1 | 1 | 3047.201 | 1 | 1 | 1 |  | #REF! |  | 53596.4194 | 153
1535 | 1762.222 | 17211.436 | 1 | 1 | 2148.213 | 1 | 1 | 1 |  | #REF! |  | 54571.3542 | 139
1536 | 1032.624 | 17290.031 | 1 | 1 | 4775.393 | 1 | 1 | 1 |  | #REF! |  | 55257.0888 | 127
1537 | 1032.624 | 17375.27 | 1 | 1 | 9681.679 | 1 | 1 | 1 |  | #REF! |  | 54499.4919 | 118
1538 | 1032.624 | 17381.006 | 1 | 1 | 14682.239 | 1 | 1 | 1 |  | #REF! |  | 51850.7231 | 108
1539 | 1032.624 | 17445.819 | 1 | 1 | 19240.68 | 1 | 1 | 1 |  | #REF! |  | 52228.8478 | 119
1540 | 1032.624 | 17483.632 | 1 | 1 | 23030.554 | 1 | 1 | 1 |  | #REF! |  | 52617.9457 | 117
1541 | 1032.624 | 17536.671 | 1 | 1 | 26850.124 | 1 | 1 | 1 |  | #REF! |  | 53418.9174 | 115
1542 | 1762.222 | 17562.314 | 1 | 1 | 30887.494 | 1 | 1 | 1 |  | #REF! |  | 54461.3875 | 122
1543 | 6139.858 | 17675.761 | 1 | 1 | 109273.783 | 1 | 1 | 1 |  | #REF! |  | 56212.9239 | 144
1544 | 1762.222 | 50877.979 | 1 | 1 | 109937.998 | 1 | 1 | 1 |  | #REF! |  | 58217.2974 | 169
1545 | 1032.624 | 80272.794 | 1 | 1 | 99505.579 | 1 | 1 | 1 |  | #REF! |  | 60928.7823 | 137
1546 | 1153.24 | 98041.443 | 1 | 1 | 85875.309 | 1 | 1 | 1 |  | #REF! |  | 66595.5219 | 114
1547 | 1213.547 | 115515.599 | 1 | 1 | 74891.862 | 1 | 1 | 1 | 13213.9626 | 0 |  | 66468.822 | 102
1548 | 1213.547 | 96821.468 | 1 | 1 | 65310.287 | 1 | 1 | 1 | 24856.4155 | 0 |  | 66743.0632 | 94
1549 | 6200.166 | 53489.205 | 1 | 1 | 48469.596 | 1 | 1 | 1 | 14264.5142 | 0 |  | 63549.0761 | 85
1550 | 1762.222 | 76406.867 | 1 | 1 | 51829.363 | 1 | 1 | 1 | 35142.0206 | 0 |  | 61084.0317 | 92
1551 | 1032.624 | 111860.104 | 1 | 1 | 49028.737 | 1 | 1 | 1 | 25562.7612 | 0 |  | 64531.906 | 97
1552 | 1032.624 | 93836.354 | 1 | 1 | 47388.45 | 1 | 1 | 1 | 8830.5495 | 0 |  | 64067.3645 | 98
1553 | 1032.624 | 82001.406 | 1 | 1 | 49062.537 | 1 | 1 | 1 |  | #REF! |  | 64679.8117 | 102
1554 | 1762.222 | 46609.704 | 1 | 1 | 52414 | 1 | 1 | 1 |  | #REF! |  | 65396.7563 | 115
1555 | 6139.858 | 29998.306 | 1 | 1 | 49941.086 | 1 | 1 | 1 |  | #REF! |  | 66091.6032 | 147
1556 | 7599.07 | 31403.434 | 1 | 1 | 49680.948 | 1 | 1 | 1 |  | #REF! |  | 66720.868 | 176
1557 | 1762.222 | 17569.938 | 1 | 1 | 61503.028 | 1 | 1 | 1 |  | #REF! |  | 64987.4913 | 181
1558 | 1762.222 | 17216.193 | 1 | 1 | 2985.043 | 1 | 1 | 1 |  | #REF! |  | 62761.6249 | 184
1559 | 1762.222 | 16887.976 | 1 | 1 | 1692.515 | 1 | 1 | 1 |  | #REF! |  | 61810.9937 | 178
1560 | 1032.624 | 17038.318 | 1 | 1 | 1739.761 | 1 | 1 | 1 |  | #REF! |  | 62012.2843 | 161
1561 | 1032.624 | 17198.737 | 1 | 1 | 5052.337 | 1 | 1 | 1 |  | #REF! |  | 61185.3963 | 149
1562 | 1032.624 | 17326.32 | 1 | 1 | 13045.906 | 1 | 1 | 1 |  | #REF! |  | 58178.5371 | 141
1563 | 1032.624 | 17508.205 | 1 | 1 | 20429.015 | 1 | 1 | 1 |  | #REF! |  | 56783.7237 | 137
1564 | 1032.624 | 17638.064 | 1 | 1 | 26548.821 | 1 | 1 | 1 |  | #REF! |  | 56571.9976 | 135
1565 | 1032.624 | 17728.898 | 1 | 1 | 31380.079 | 1 | 1 | 1 |  | #REF! |  | 58009.1624 | 124
1566 | 1762.222 | 17795.858 | 1 | 1 | 36486.967 | 1 | 1 | 1 |  | #REF! |  | 59577.2805 | 139
1567 | 6139.858 | 17997.265 | 1 | 1 | 116881.724 | 1 | 1 | 1 |  | #REF! |  | 61109.2612 | 140
1568 | 1762.222 | 51101.755 | 1 | 1 | 117331.545 | 1 | 1 | 1 |  | #REF! |  | 63634.8458 | 176
1569 | 1032.624 | 80424.548 | 1 | 1 | 105133.722 | 1 | 1 | 1 |  | #REF! |  | 65912.2683 | 151
1570 | 1153.24 | 98324.803 | 1 | 1 | 92412.839 | 1 | 1 | 1 |  | #REF! |  | 70821.3261 | 133
1571 | 1213.547 | 115897.041 | 1 | 1 | 82476.463 | 1 | 1 | 1 |  | #REF! |  | 70597.6134 | 110
1572 | 1213.547 | 97282.252 | 1 | 1 | 73723.223 | 1 | 1 | 1 |  | #REF! |  | 69783.6906 | 100
1573 | 6200.166 | 53871.474 | 1 | 1 | 55566.073 | 1 | 1 | 1 |  | #REF! |  | 65769.3652 | 94
1574 | 1762.222 | 76865.183 | 1 | 1 | 59099.818 | 1 | 1 | 1 |  | #REF! |  | 63657.2194 | 100
1575 | 1032.624 | 112443.451 | 1 | 1 | 57024.156 | 1 | 1 | 1 |  | #REF! |  | 66231.0128 | 99
1576 | 1032.624 | 94421.917 | 1 | 1 | 55528.963 | 1 | 1 | 1 |  | #REF! |  | 65243.188 | 99
1577 | 1032.624 | 82643.757 | 1 | 1 | 57856.365 | 1 | 1 | 1 |  | #REF! |  | 65623.6493 | 103
1578 | 1762.222 | 47255.301 | 1 | 1 | 61729.382 | 1 | 1 | 1 |  | #REF! |  | 66262.6553 | 140
1579 | 6139.858 | 30416.032 | 1 | 1 | 59561.249 | 1 | 1 | 1 |  | #REF! |  | 66919.4224 | 151
1580 | 7599.07 | 31788.999 | 1 | 1 | 58591.163 | 1 | 1 | 1 |  | #REF! |  | 68523.2668 | 188
1581 | 1762.222 | 17791.394 | 1 | 1 | 68940.879 | 1 | 1 | 1 |  | #REF! |  | 66376.4449 | 194
1582 | 1762.222 | 17479.046 | 1 | 1 | 3006.842 | 1 | 1 | 1 |  | #REF! |  | 64070.0473 | 198
1583 | 1762.222 | 17153.518 | 1 | 1 | 1883.915 | 1 | 1 | 1 |  | #REF! |  | 62971.2991 | 187
1584 | 1032.624 | 17268.037 | 1 | 1 | 4282.168 | 1 | 1 | 1 |  | #REF! |  | 62572.2511 | 176
1585 | 1032.624 | 17330.676 | 1 | 1 | 8782.336 | 1 | 1 | 1 |  | #REF! |  | 61522.4482 | 153
1586 | 1032.624 | 17351.324 | 1 | 1 | 14084.507 | 1 | 1 | 1 |  | #REF! |  | 58877.6171 | 148
1587 | 1032.624 | 17409.142 | 1 | 1 | 18546.911 | 1 | 1 | 1 |  | #REF! |  | 58521.1191 | 147
1588 | 1032.624 | 17464.075 | 1 | 1 | 22726.831 | 1 | 1 | 1 |  | #REF! |  | 57682.2624 | 132
1589 | 1032.624 | 17519.119 | 1 | 1 | 26690.832 | 1 | 1 | 1 |  | #REF! |  | 57832.829 | 140
1590 | 1762.222 | 17550.383 | 1 | 1 | 30889.194 | 1 | 1 | 1 |  | #REF! |  | 59059.2552 | 144
1591 | 6139.858 | 17672.303 | 1 | 1 | 109526.767 | 1 | 1 | 1 |  | #REF! |  | 60825.8163 | 142
1592 | 1762.222 | 50700.789 | 1 | 1 | 109714.93 | 1 | 1 | 1 |  | #REF! |  | 62855.5485 | 169
1593 | 1032.624 | 79856.398 | 1 | 1 | 95890.381 | 1 | 1 | 1 |  | #REF! |  | 65942.0266 | 136
1594 | 1153.24 | 97420.611 | 1 | 1 | 80540.453 | 1 | 1 | 1 |  | #REF! |  | 69646.072 | 124
1595 | 1213.547 | 114791.268 | 1 | 1 | 67973.711 | 1 | 1 | 1 |  | #REF! |  | 70116.5533 | 97
1596 | 1213.547 | 95999.008 | 1 | 1 | 56729.122 | 1 | 1 | 1 |  | #REF! |  | 69595.9436 | 106
1597 | 6200.166 | 52668.133 | 1 | 1 | 39258.315 | 1 | 1 | 1 |  | #REF! |  | 65300.3047 | 83
1598 | 1762.222 | 75540.56 | 1 | 1 | 42689.002 | 1 | 1 | 1 |  | #REF! |  | 63338.7496 | 92
1599 | 1032.624 | 111000.224 | 1 | 1 | 39865.971 | 1 | 1 | 1 |  | #REF! |  | 66400.1358 | 98
1600 | 1032.624 | 93010.387 | 1 | 1 | 38246.288 | 1 | 1 | 1 |  | #REF! |  | 65741.5479 | 106
1601 | 1032.624 | 81254.26 | 1 | 1 | 40814.679 | 1 | 1 | 1 |  | #REF! |  | 66284.6228 | 102
1602 | 1762.222 | 46015.236 | 1 | 1 | 45642.625 | 1 | 1 | 1 |  | #REF! |  | 66749.2109 | 124
1603 | 6139.858 | 29764.842 | 1 | 1 | 44796.094 | 1 | 1 | 1 |  | #REF! |  | 66673.0409 | 154
1604 | 7599.07 | 31144.02 | 1 | 1 | 43958.429 | 1 | 1 | 1 |  | #REF! |  | 67452.5034 | 183
1605 | 1762.222 | 17408.49 | 1 | 1 | 55047.015 | 1 | 1 | 1 |  | #REF! |  | 65122.1436 | 176
1606 | 1762.222 | 17025.725 | 1 | 1 | 2983.204 | 1 | 1 | 1 |  | #REF! |  | 62765.861 | 181
1607 | 1762.222 | 16638.173 | 1 | 1 | 1668.146 | 1 | 1 | 1 |  | #REF! |  | 62219.511 | 179
1608 | 1032.624 | 16727.1 | 1 | 1 | 1286.473 | 1 | 1 | 1 |  | #REF! |  | 62166.8027 | 169
1609 | 1032.624 | 16764.358 | 1 | 1 | 655.06 | 1 | 1 | 1 |  | #REF! |  | 61954.718 | 149
1610 | 1032.624 | 16779.245 | 1 | 1 | 2068.029 | 1 | 1 | 1 |  | #REF! |  | 58806.8284 | 145
1611 | 1032.624 | 16844.875 | 1 | 1 | 7719.168 | 1 | 1 | 1 |  | #REF! |  | 58391.1741 | 143
1612 | 1032.624 | 16871.582 | 1 | 1 | 13027.521 | 1 | 1 | 1 |  | #REF! |  | 57535.8617 | 134
1613 | 1032.624 | 16917.253 | 1 | 1 | 18508.02 | 1 | 1 | 1 |  | #REF! |  | 58138.7928 | 134
1614 | 1762.222 | 16941.196 | 1 | 1 | 21971.894 | 1 | 1 | 1 |  | #REF! |  | 59618.9467 | 140
1615 | 6139.858 | 17051.598 | 1 | 1 | 98751.92 | 1 | 1 | 1 |  | #REF! |  | 61280.55 | 153
1616 | 1762.222 | 31586.962 | 1 | 1 | 100392.133 | 1 | 1 | 1 |  | #REF! |  | 62650.6585 | 178
1617 | 1032.624 | 32145.256 | 1 | 1 | 92701.229 | 1 | 1 | 1 |  | #REF! |  | 64435.3795 | 135
1618 | 1153.24 | 32662.957 | 1 | 1 | 80705.792 | 1 | 1 | 1 |  | #REF! |  | 68233.6654 | 110
1619 | 1213.547 | 33045.698 | 1 | 1 | 69411.22 | 1 | 1 | 1 | 7550.8943 | 0 |  | 67763.1695 | 88
1620 | 1213.547 | 32304.83 | 1 | 1 | 60502.88 | 1 | 1 | 1 | 17528.8226 | 0 |  | 66911.2484 | 93
1621 | 6200.166 | 30228.551 | 1 | 1 | 41025.34 | 1 | 1 | 1 | 10316.437 | 0 |  | 63659.3104 | 86
1622 | 1762.222 | 29922.468 | 1 | 1 | 44178.512 | 1 | 1 | 1 | 23217.101 | 0 |  | 61433.8633 | 79
1623 | 1032.624 | 30605.442 | 1 | 1 | 41736.464 | 1 | 1 | 1 | 13731.368 | 0 |  | 64136.2746 | 84
1624 | 1032.624 | 30206.574 | 1 | 1 | 39668.053 | 1 | 1 | 1 |  | #REF! |  | 63485.9354 | 85
1625 | 1032.624 | 29916.128 | 1 | 1 | 42045.693 | 1 | 1 | 1 |  | #REF! |  | 64020.9119 | 84
1626 | 1762.222 | 29409.964 | 1 | 1 | 44909.378 | 1 | 1 | 1 |  | #REF! |  | 64354.8483 | 103
1627 | 6139.858 | 29627.191 | 1 | 1 | 43274.809 | 1 | 1 | 1 |  | #REF! |  | 64848.3108 | 118
1628 | 7599.07 | 31016.458 | 1 | 1 | 41283.228 | 1 | 1 | 1 |  | #REF! |  | 66959.7776 | 157
1629 | 1762.222 | 17334.012 | 1 | 1 | 51169.066 | 1 | 1 | 1 |  | #REF! |  | 65067.0439 | 159
1630 | 1762.222 | 16949.016 | 1 | 1 | 2445.353 | 1 | 1 | 1 |  | #REF! |  | 63070.1739 | 167
1631 | 1762.222 | 16551.278 | 1 | 1 | 1995.161 | 1 | 1 | 1 |  | #REF! |  | 61993.144 | 162
1632 | 1032.624 | 16610.741 | 1 | 1 | 1212.652 | 1 | 1 | 1 |  | #REF! |  | 62220.9684 | 153
1633 | 1032.624 | 16628.549 | 1 | 1 | 750.017 | 1 | 1 | 1 |  | #REF! |  | 61250.6793 | 141
1634 | 1032.624 | 16593.767 | 1 | 1 | 689.493 | 1 | 1 | 1 |  | #REF! |  | 57425.6183 | 131
1635 | 1032.624 | 16608.111 | 1 | 1 | 1265.078 | 1 | 1 | 1 |  | #REF! |  | 56389.0971 | 122
1636 | 1032.624 | 16615.428 | 1 | 1 | 2998.365 | 1 | 1 | 1 |  | #REF! |  | 56626.3984 | 126
1637 | 1032.624 | 16636.938 | 1 | 1 | 7609.678 | 1 | 1 | 1 |  | #REF! |  | 56993.0697 | 122
1638 | 1762.222 | 16626.344 | 1 | 1 | 9856.135 | 1 | 1 | 1 |  | #REF! |  | 57775.2142 | 130
1639 | 6139.858 | 16718.682 | 1 | 1 | 86634.678 | 1 | 1 | 1 |  | #REF! |  | 59211.7972 | 142
1640 | 1762.222 | 16949.309 | 1 | 1 | 88585.272 | 1 | 1 | 1 |  | #REF! |  | 60538.4965 | 164
1641 | 1032.624 | 17778.43 | 1 | 1 | 81096.799 | 1 | 1 | 1 |  | #REF! |  | 63679.0074 | 133
1642 | 1153.24 | 18531.645 | 1 | 1 | 70118.644 | 1 | 1 | 1 |  | #REF! |  | 67079.4201 | 106
1643 | 1213.547 | 19156.46 | 1 | 1 | 60421.56 | 1 | 1 | 1 | 3419.5908 | 0 |  | 66579.2665 | 86
1644 | 1213.547 | 18605.787 | 1 | 1 | 51714.103 | 1 | 1 | 1 | 22722.4593 | 0 |  | 66136.2439 | 78
1645 | 6200.166 | 16701.804 | 1 | 1 | 31329.589 | 1 | 1 | 1 | 4996.2036 | 0 |  | 62699.9681 | 76
1646 | 1762.222 | 16524.13 | 1 | 1 | 34513.596 | 1 | 1 | 1 | 31756.4008 | 0 |  | 60292.4131 | 77
1647 | 1032.624 | 17285.964 | 1 | 1 | 32845.769 | 1 | 1 | 1 | 11201.4726 | 0 |  | 62687.1168 | 78
1648 | 1032.624 | 16958.185 | 1 | 1 | 32524.623 | 1 | 1 | 1 | 2870.7717 | 0 |  | 61582.7086 | 78
1649 | 1032.624 | 16675.564 | 1 | 1 | 33310.082 | 1 | 1 | 1 |  | #REF! |  | 62087.9316 | 83
1650 | 1762.222 | 16111.713 | 1 | 1 | 36442.802 | 1 | 1 | 1 |  | #REF! |  | 63169.093 | 86
1651 | 6139.858 | 16201.635 | 1 | 1 | 32936.824 | 1 | 1 | 1 |  | #REF! |  | 63634.4152 | 114
1652 | 7599.07 | 17567.622 | 1 | 1 | 32767.96 | 1 | 1 | 1 |  | #REF! |  | 64856.8964 | 134
1653 | 1762.222 | 17104.573 | 1 | 1 | 43633.09 | 1 | 1 | 1 |  | #REF! |  | 63973.7647 | 144
1654 | 1762.222 | 16734.325 | 1 | 1 | 2322.495 | 1 | 1 | 1 |  | #REF! |  | 62618.7298 | 147
1655 | 1762.222 | 16359.996 | 1 | 1 | 2136.673 | 1 | 1 | 1 |  | #REF! |  | 61914.9263 | 143
1656 | 1032.624 | 16432.468 | 1 | 1 | 1206.962 | 1 | 1 | 1 |  | #REF! |  | 62357.0193 | 157
1657 | 1032.624 | 17123.874 | 1 | 1 | 566.349 | 1 | 1 | 1 |  | #REF! |  | 60787.78 | 133
1658 | 1032.624 | 17120.386 | 1 | 1 | 359.636 | 1 | 1 | 1 |  | #REF! |  | 56789.7305 | 129
1659 | 1032.624 | 17224.079 | 1 | 1 | 574.679 | 1 | 1 | 1 |  | #REF! |  | 55871.9254 | 128
1660 | 1032.624 | 17262.679 | 1 | 1 | 1668.675 | 1 | 1 | 1 |  | #REF! |  | 56017.5446 | 125
1661 | 1032.624 | 17339.766 | 1 | 1 | 5748.561 | 1 | 1 | 1 |  | #REF! |  | 56435.1523 | 121
1662 | 1762.222 | 17364.568 | 1 | 1 | 11176.12 | 1 | 1 | 1 |  | #REF! |  | 56348.8424 | 125
1663 | 6139.858 | 17445.274 | 1 | 1 | 91487.369 | 1 | 1 | 1 |  | #REF! |  | 57360.895 | 126
1664 | 1762.222 | 50611.328 | 1 | 1 | 90478.528 | 1 | 1 | 1 |  | #REF! |  | 57882.9034 | 133
1665 | 1032.624 | 80167.289 | 1 | 1 | 81047.144 | 1 | 1 | 1 |  | #REF! |  | 58125.4943 | 122
1666 | 1153.24 | 97892.888 | 1 | 1 | 67996.179 | 1 | 1 | 1 |  | #REF! |  | 59068.2896 | 111
1667 | 1213.547 | 115177.055 | 1 | 1 | 54967.187 | 1 | 1 | 1 | 5495.9897 | 0 |  | 58465.9204 | 102
1668 | 1213.547 | 96376.342 | 1 | 1 | 46577.863 | 1 | 1 | 1 | 22747.1541 | 0 |  | 58187.2122 | 91
1669 | 6200.166 | 52875.116 | 1 | 1 | 28149.256 | 1 | 1 | 1 | 4003.0487 | 0 |  | 55334.4605 | 81
1670 | 1762.222 | 75602.382 | 1 | 1 | 31603.14 | 1 | 1 | 1 | 25078.2602 | 0 |  | 54635.9793 | 79
1671 | 1032.624 | 110923.945 | 1 | 1 | 29076.288 | 1 | 1 | 1 | 14228.9591 | 0 |  | 55671.3362 | 71
1672 | 1032.624 | 92882.559 | 1 | 1 | 28058.199 | 1 | 1 | 1 | 5577.3793 | 0 |  | 55018.984 | 70
1673 | 1032.624 | 81062.803 | 1 | 1 | 31121.245 | 1 | 1 | 1 |  | #REF! |  | 55242.442 | 80
1674 | 1762.222 | 45732.354 | 1 | 1 | 35582.13 | 1 | 1 | 1 |  | #REF! |  | 54753.8736 | 88
1675 | 6139.858 | 29306.261 | 1 | 1 | 32933.802 | 1 | 1 | 1 |  | #REF! |  | 55033.6789 | 102
1676 | 7599.07 | 30762.718 | 1 | 1 | 33886.801 | 1 | 1 | 1 |  | #REF! |  | 56113.2322 | 117
1677 | 1762.222 | 17164.58 | 1 | 1 | 47524.729 | 1 | 1 | 1 |  | #REF! |  | 55862.7388 | 120
1678 | 1762.222 | 16829.827 | 1 | 1 | 2980.795 | 1 | 1 | 1 |  | #REF! |  | 55515.9047 | 134
1679 | 1762.222 | 16487.524 | 1 | 1 | 1666.829 | 1 | 1 | 1 |  | #REF! |  | 56198.1829 | 122
1680 | 1032.624 | 16606.593 | 1 | 1 | 1276.751 | 1 | 1 | 1 |  | #REF! |  | 57364.9235 | 124
1681 | 1032.624 | 16740.074 | 1 | 1 | 619.008 | 1 | 1 | 1 |  | #REF! |  | 55577.5894 | 118
1682 | 1032.624 | 16836.113 | 1 | 1 | 1242.89 | 1 | 1 | 1 |  | #REF! |  | 52102.4865 | 116
1683 | 1032.624 | 16992.098 | 1 | 1 | 6801.489 | 1 | 1 | 1 |  | #REF! |  | 50462.5035 | 108
1684 | 1032.624 | 17092.566 | 1 | 1 | 12937.504 | 1 | 1 | 1 |  | #REF! |  | 49961.5255 | 110
1685 | 1032.624 | 17217.51 | 1 | 1 | 18877.775 | 1 | 1 | 1 |  | #REF! |  | 49963.6357 | 108
1686 | 1762.222 | 17287.682 | 1 | 1 | 24133.512 | 1 | 1 | 1 |  | #REF! |  | 50060.7307 | 107
1687 | 6139.858 | 17418.849 | 1 | 1 | 103727.5 | 1 | 1 | 1 |  | #REF! |  | 51198.8764 | 115
1688 | 1762.222 | 50304.485 | 1 | 1 | 102075.964 | 1 | 1 | 1 |  | #REF! |  | 51061.0905 | 114
1689 | 1032.624 | 79563.844 | 1 | 1 | 90610.163 | 1 | 1 | 1 |  | #REF! |  | 49693.261 | 117
1690 | 1153.24 | 97114.409 | 1 | 1 | 76287.178 | 1 | 1 | 1 |  | #REF! |  | 48772.1531 | 104
1691 | 1213.547 | 114507.45 | 1 | 1 | 64138.696 | 1 | 1 | 1 | 15378.7405 | 0 |  | 49498.7178 | 101
1692 | 1213.547 | 95749.612 | 1 | 1 | 54064.889 | 1 | 1 | 1 | 27767.4045 | 0 |  | 49575.2939 | 88
1693 | 6200.166 | 52390.299 | 1 | 1 | 36390.813 | 1 | 1 | 1 | 2723.8847 | 0 |  | 49657.6967 | 83
1694 | 1762.222 | 75247.969 | 1 | 1 | 39347.94 | 1 | 1 | 1 | 13284.8362 | 0 |  | 50245.6377 | 80
1695 | 1032.624 | 110700.698 | 1 | 1 | 36547.573 | 1 | 1 | 1 | 9462.856 | 0 |  | 50427.4002 | 78
1696 | 1032.624 | 92711.579 | 1 | 1 | 35165.44 | 1 | 1 | 1 |  | #REF! |  | 50216.8458 | 81
1697 | 1032.624 | 80955.229 | 1 | 1 | 37629.485 | 1 | 1 | 1 |  | #REF! |  | 50916.7035 | 85
1698 | 1762.222 | 45649.234 | 1 | 1 | 41587.507 | 1 | 1 | 1 |  | #REF! |  | 51046.0471 | 104
1699 | 6139.858 | 29515.012 | 1 | 1 | 40242.305 | 1 | 1 | 1 |  | #REF! |  | 51456.8195 | 120
1700 | 7599.07 | 30989.845 | 1 | 1 | 41354.36 | 1 | 1 | 1 |  | #REF! |  | 52777.2852 | 126
1701 | 1762.222 | 17376.978 | 1 | 1 | 54277.747 | 1 | 1 | 1 |  | #REF! |  | 52958.1206 | 142
1702 | 1762.222 | 17041.802 | 1 | 1 | 2983.005 | 1 | 1 | 1 |  | #REF! |  | 51919.438 | 143
1703 | 1762.222 | 16686.423 | 1 | 1 | 1668.21 | 1 | 1 | 1 |  | #REF! |  | 52210.5814 | 128
1704 | 1032.624 | 16836.124 | 1 | 1 | 1318.785 | 1 | 1 | 1 |  | #REF! |  | 52883.5 | 121
1705 | 1032.624 | 16971.676 | 1 | 1 | 1184.431 | 1 | 1 | 1 |  | #REF! |  | 51486.9775 | 110
1706 | 1032.624 | 17017.528 | 1 | 1 | 5083.856 | 1 | 1 | 1 |  | #REF! |  | 49645.6078 | 101
1707 | 1032.624 | 17162.305 | 1 | 1 | 12188.505 | 1 | 1 | 1 |  | #REF! |  | 49283.4344 | 98
1708 | 1032.624 | 17248.131 | 1 | 1 | 17398.264 | 1 | 1 | 1 |  | #REF! |  | 48897.3194 | 92
1709 | 1032.624 | 17354.557 | 1 | 1 | 22617.72 | 1 | 1 | 1 |  | #REF! |  | 49712.2557 | 100
1710 | 1762.222 | 17407.386 | 1 | 1 | 27430.543 | 1 | 1 | 1 |  | #REF! |  | 52394.8283 | 102
1711 | 6139.858 | 17534.687 | 1 | 1 | 106575.985 | 1 | 1 | 1 |  | #REF! |  | 54675.6948 | 122
1712 | 1762.222 | 50284.386 | 1 | 1 | 105192.322 | 1 | 1 | 1 |  | #REF! |  | 56477.7041 | 158
1713 | 1032.624 | 79612.894 | 1 | 1 | 95093.493 | 1 | 1 | 1 |  | #REF! |  | 60110.5262 | 124
1714 | 1153.24 | 97283.474 | 1 | 1 | 81887.397 | 1 | 1 | 1 |  | #REF! |  | 64442.2768 | 101
1715 | 1213.547 | 114736.839 | 1 | 1 | 70276.874 | 1 | 1 | 1 | 4489.9943 | 0 |  | 64114.3709 | 86
1716 | 1213.547 | 96064.223 | 1 | 1 | 60506.012 | 1 | 1 | 1 | 9101.5216 | 0 |  | 63503.9782 | 76
1717 | 6200.166 | 52744.341 | 1 | 1 | 43083.207 | 1 | 1 | 1 |  | #REF! |  | 61649.9676 | 72
1718 | 1762.222 | 75532.614 | 1 | 1 | 45098.552 | 1 | 1 | 1 |  | #REF! |  | 59730.5065 | 64
1719 | 1032.624 | 110908.581 | 1 | 1 | 40712.099 | 1 | 1 | 1 |  | #REF! |  | 62746.8312 | 64
1720 | 1032.624 | 92845.272 | 1 | 1 | 37868.224 | 1 | 1 | 1 |  | #REF! |  | 62248.1682 | 65
1721 | 1032.624 | 81014.947 | 1 | 1 | 39366.544 | 1 | 1 | 1 |  | #REF! |  | 62958.8483 | 71
1722 | 1762.222 | 45651.591 | 1 | 1 | 42691.266 | 1 | 1 | 1 |  | #REF! |  | 63177.1047 | 83
1723 | 6139.858 | 29580.479 | 1 | 1 | 41849.666 | 1 | 1 | 1 |  | #REF! |  | 62802.3281 | 105
1724 | 7599.07 | 31024.303 | 1 | 1 | 42247.028 | 1 | 1 | 1 |  | #REF! |  | 63871.3572 | 126
1725 | 1762.222 | 17411.973 | 1 | 1 | 55241.643 | 1 | 1 | 1 |  | #REF! |  | 62224.7416 | 134
1726 | 1762.222 | 17062.695 | 1 | 1 | 2983.384 | 1 | 1 | 1 |  | #REF! |  | 60222.7713 | 141
1727 | 1762.222 | 16729.147 | 1 | 1 | 1668.546 | 1 | 1 | 1 |  | #REF! |  | 59596.2206 | 130
1728 | 1032.624 | 16897.833 | 1 | 1 | 1329.429 | 1 | 1 | 1 |  | #REF! |  | 59147.0091 | 125
1729 | 1032.624 | 17032.135 | 1 | 1 | 1510.258 | 1 | 1 | 1 |  | #REF! |  | 57792.6951 | 114
1730 | 1032.624 | 17107.481 | 1 | 1 | 7163.783 | 1 | 1 | 1 |  | #REF! |  | 54663.3206 | 107
1731 | 1032.624 | 17315.686 | 1 | 1 | 15378.91 | 1 | 1 | 1 |  | #REF! |  | 54486.2751 | 101
1732 | 1032.624 | 17419.415 | 1 | 1 | 20995.887 | 1 | 1 | 1 |  | #REF! |  | 54361.1717 | 102
1733 | 1032.624 | 17546.701 | 1 | 1 | 26788.042 | 1 | 1 | 1 |  | #REF! |  | 54726.6565 | 96
1734 | 1762.222 | 17619.476 | 1 | 1 | 32140.368 | 1 | 1 | 1 |  | #REF! |  | 54379.5392 | 101
1735 | 6139.858 | 17728.644 | 1 | 1 | 110688.968 | 1 | 1 | 1 |  | #REF! |  | 56681.2687 | 124
1736 | 1762.222 | 50517.143 | 1 | 1 | 109105.667 | 1 | 1 | 1 |  | #REF! |  | 59002.9681 | 146
1737 | 1032.624 | 79832.243 | 1 | 1 | 98265.201 | 1 | 1 | 1 |  | #REF! |  | 61418.3473 | 119
1738 | 1153.24 | 97545.379 | 1 | 1 | 84782.798 | 1 | 1 | 1 |  | #REF! |  | 64573.5425 | 100
1739 | 1213.547 | 115051.667 | 1 | 1 | 73585.93 | 1 | 1 | 1 | 7417.5737 | 0 |  | 65210.9737 | 77
1740 | 1213.547 | 96426.462 | 1 | 1 | 64478.547 | 1 | 1 | 1 | 21619.7475 | 0 |  | 64956.2181 | 74
1741 | 6200.166 | 53118.847 | 1 | 1 | 47692.193 | 1 | 1 | 1 | 3968.0823 | 0 |  | 61759.4429 | 69
1742 | 1762.222 | 76083.969 | 1 | 1 | 51600.797 | 1 | 1 | 1 | 23271.7494 | 0 |  | 60014.8774 | 68
1743 | 1032.624 | 111554.811 | 1 | 1 | 48925.426 | 1 | 1 | 1 | 14702.9395 | 0 |  | 63103.4709 | 68
1744 | 1032.624 | 93629.379 | 1 | 1 | 48487.899 | 1 | 1 | 1 |  | #REF! |  | 61192.8572 | 67
1745 | 1032.624 | 81821.434 | 1 | 1 | 49792.165 | 1 | 1 | 1 |  | #REF! |  | 61972.4585 | 73
1746 | 1762.222 | 46484.058 | 1 | 1 | 53424.452 | 1 | 1 | 1 |  | #REF! |  | 62408.5361 | 85
1747 | 6139.858 | 30003.199 | 1 | 1 | 51310.321 | 1 | 1 | 1 |  | #REF! |  | 63088.577 | 109
1748 | 7599.07 | 31356.244 | 1 | 1 | 49797.511 | 1 | 1 | 1 |  | #REF! |  | 64043.1387 | 133
1749 | 1762.222 | 17535.59 | 1 | 1 | 60382.4 | 1 | 1 | 1 |  | #REF! |  | 63018.9383 | 138
1750 | 1762.222 | 17137.72 | 1 | 1 | 2984.456 | 1 | 1 | 1 |  | #REF! |  | 60872.2998 | 145
1751 | 1762.222 | 16762.017 | 1 | 1 | 1673.929 | 1 | 1 | 1 |  | #REF! |  | 60536.4934 | 139
1752 | 1032.624 | 16859.586 | 1 | 1 | 1337.984 | 1 | 1 | 1 |  | #REF! |  | 60144.1695 | 142
1753 | 1032.624 | 16882.972 | 1 | 1 | 947.002 | 1 | 1 | 1 |  | #REF! |  | 58319.6716 | 116
1754 | 1032.624 | 16850.551 | 1 | 1 | 1803.834 | 1 | 1 | 1 |  | #REF! |  | 55573.649 | 112
1755 | 1032.624 | 16885.249 | 1 | 1 | 4915.908 | 1 | 1 | 1 |  | #REF! |  | 55690.6582 | 110
1756 | 1032.624 | 16925.91 | 1 | 1 | 8842.279 | 1 | 1 | 1 |  | #REF! |  | 55484.5904 | 105
1757 | 1032.624 | 16964.065 | 1 | 1 | 12580.346 | 1 | 1 | 1 |  | #REF! |  | 55989.9804 | 106
1758 | 1762.222 | 16998.101 | 1 | 1 | 16856.414 | 1 | 1 | 1 |  | #REF! |  | 57535.6697 | 109
1759 | 6139.858 | 17134.237 | 1 | 1 | 96698.664 | 1 | 1 | 1 |  | #REF! |  | 58575.8032 | 125
1760 | 1762.222 | 49546.788 | 1 | 1 | 94351.936 | 1 | 1 | 1 |  | #REF! |  | 61712.6463 | 150
1761 | 1032.624 | 78738.464 | 1 | 1 | 84066.823 | 1 | 1 | 1 |  | #REF! |  | 62943.2181 | 118
1762 | 1153.24 | 96393.989 | 1 | 1 | 71456.544 | 1 | 1 | 1 |  | #REF! |  | 65870.5604 | 98
1763 | 1213.547 | 113854.735 | 1 | 1 | 59839.343 | 1 | 1 | 1 | 8245.3336 | 0 |  | 65628.563 | 86
1764 | 1213.547 | 95068.775 | 1 | 1 | 49271.998 | 1 | 1 | 1 | 16545.954 | 0 |  | 65007.8584 | 73
1765 | 6200.166 | 51676.029 | 1 | 1 | 30410.99 | 1 | 1 | 1 | 9428.5013 | 0 |  | 62425.5795 | 72
1766 | 1762.222 | 74541.002 | 1 | 1 | 33222.835 | 1 | 1 | 1 | 24465.0913 | 0 |  | 60117.342 | 67
1767 | 1032.624 | 109923.874 | 1 | 1 | 29642.94 | 1 | 1 | 1 | 16237.9863 | 0 |  | 63095.776 | 69
1768 | 1032.624 | 91918.469 | 1 | 1 | 27376.987 | 1 | 1 | 1 |  | #REF! |  | 62698.4391 | 71
1769 | 1032.624 | 80154.438 | 1 | 1 | 29621.986 | 1 | 1 | 1 |  | #REF! |  | 63297.4013 | 75
1770 | 1762.222 | 44849.993 | 1 | 1 | 33600.904 | 1 | 1 | 1 |  | #REF! |  | 62965.7527 | 84
1771 | 6139.858 | 29093.711 | 1 | 1 | 31625.681 | 1 | 1 | 1 |  | #REF! |  | 63039.0511 | 109
1772 | 7599.07 | 30490.824 | 1 | 1 | 30991.928 | 1 | 1 | 1 |  | #REF! |  | 64581.9451 | 124
1773 | 1762.222 | 17031.614 | 1 | 1 | 42439.942 | 1 | 1 | 1 |  | #REF! |  | 63108.2156 | 140
1774 | 1762.222 | 16637.335 | 1 | 1 | 2979.248 | 1 | 1 | 1 |  | #REF! |  | 61736.2701 | 141
1775 | 1762.222 | 16255.628 | 1 | 1 | 1665.561 | 1 | 1 | 1 |  | #REF! |  | 61526.1627 | 144
1776 | 1032.624 | 16318.857 | 1 | 1 | 1273.334 | 1 | 1 | 1 |  | #REF! |  | 61405.4957 | 132
1777 | 1032.624 | 16372.801 | 1 | 1 | 546.349 | 1 | 1 | 1 |  | #REF! |  | 60055.1516 | 126
1778 | 1032.624 | 16376.073 | 1 | 1 | 600.53 | 1 | 1 | 1 |  | #REF! |  | 57068.6417 | 117
1779 | 1032.624 | 16439.246 | 1 | 1 | 412.139 | 1 | 1 | 1 |  | #REF! |  | 56328.7894 | 113
1780 | 1032.624 | 16464.696 | 1 | 1 | 343.722 | 1 | 1 | 1 |  | #REF! |  | 56970.0812 | 110
1781 | 1032.624 | 16493.994 | 1 | 1 | 885.167 | 1 | 1 | 1 |  | #REF! |  | 57166.2877 | 114
1782 | 1762.222 | 16520.146 | 1 | 1 | 2347.798 | 1 | 1 | 1 |  | #REF! |  | 58629.4823 | 111
1783 | 6139.858 | 16612.781 | 1 | 1 | 79496.747 | 1 | 1 | 1 |  | #REF! |  | 60016.9312 | 130
1784 | 1762.222 | 30634.994 | 1 | 1 | 80490.163 | 1 | 1 | 1 |  | #REF! |  | 61103.2101 | 155
1785 | 1032.624 | 31201.265 | 1 | 1 | 73058.791 | 1 | 1 | 1 |  | #REF! |  | 62575.3848 | 123
1786 | 1153.24 | 31703.691 | 1 | 1 | 60491.966 | 1 | 1 | 1 |  | #REF! |  | 65529.4936 | 97
1787 | 1213.547 | 32174.622 | 1 | 1 | 50802.951 | 1 | 1 | 1 |  | #REF! |  | 65520.5713 | 86
1788 | 1213.547 | 31532.62 | 1 | 1 | 44303.065 | 1 | 1 | 1 |  | #REF! |  | 64605.7311 | 71
1789 | 6200.166 | 29555.325 | 1 | 1 | 26669.134 | 1 | 1 | 1 |  | #REF! |  | 61801.0404 | 71
1790 | 1762.222 | 29472.85 | 1 | 1 | 35426.279 | 1 | 1 | 1 |  | #REF! |  | 60270.3261 | 70
1791 | 1032.624 | 30172.929 | 1 | 1 | 33989.02 | 1 | 1 | 1 |  | #REF! |  | 62944.0546 | 68
1792 | 1032.624 | 29804.742 | 1 | 1 | 32790.591 | 1 | 1 | 1 |  | #REF! |  | 62304.7015 | 65
1793 | 1032.624 | 29469.653 | 1 | 1 | 34031.062 | 1 | 1 | 1 |  | #REF! |  | 63602.2895 | 73
1794 | 1762.222 | 28935.315 | 1 | 1 | 36729.052 | 1 | 1 | 1 |  | #REF! |  | 63528.302 | 87
1795 | 6139.858 | 29099.427 | 1 | 1 | 33091.073 | 1 | 1 | 1 |  | #REF! |  | 63226.2632 | 106
1796 | 7599.07 | 30540.95 | 1 | 1 | 32121.665 | 1 | 1 | 1 |  | #REF! |  | 65015.0881 | 127
1797 | 1762.222 | 17147.416 | 1 | 1 | 44654.048 | 1 | 1 | 1 |  | #REF! |  | 63733.3197 | 134
1798 | 1762.222 | 16811.34 | 1 | 1 | 2443.747 | 1 | 1 | 1 |  | #REF! |  | 61674.2254 | 143
1799 | 1762.222 | 16465.733 | 1 | 1 | 1994.121 | 1 | 1 | 1 |  | #REF! |  | 61101.2252 | 145
1800 | 1032.624 | 16566.064 | 1 | 1 | 1208.684 | 1 | 1 | 1 |  | #REF! |  | 60907.9739 | 131
1801 | 1032.624 | 16653.382 | 1 | 1 | 734.512 | 1 | 1 | 1 |  | #REF! |  | 59398.4377 | 116
1802 | 1032.624 | 16671.327 | 1 | 1 | 842.675 | 1 | 1 | 1 |  | #REF! |  | 56891.1733 | 110
1803 | 1032.624 | 16766.441 | 1 | 1 | 3554.545 | 1 | 1 | 1 |  | #REF! |  | 56051.4131 | 106
1804 | 1032.624 | 16794.674 | 1 | 1 | 9201.097 | 1 | 1 | 1 |  | #REF! |  | 56355.5606 | 102
1805 | 1032.624 | 16841.066 | 1 | 1 | 15318.881 | 1 | 1 | 1 |  | #REF! |  | 57169.0607 | 102
1806 | 1762.222 | 16861.602 | 1 | 1 | 18957.033 | 1 | 1 | 1 |  | #REF! |  | 58414.1578 | 105
1807 | 6139.858 | 16941.614 | 1 | 1 | 95101.163 | 1 | 1 | 1 |  | #REF! |  | 59968.5949 | 123
1808 | 1762.222 | 17147.622 | 1 | 1 | 96181.51 | 1 | 1 | 1 |  | #REF! |  | 61016.4471 | 142
1809 | 1032.624 | 17960.965 | 1 | 1 | 88105.742 | 1 | 1 | 1 |  | #REF! |  | 61763.0578 | 115
1810 | 1153.24 | 18737.554 | 1 | 1 | 77908.897 | 1 | 1 | 1 |  | #REF! |  | 65312.5417 | 90
1811 | 1213.547 | 19374.659 | 1 | 1 | 68251.896 | 1 | 1 | 1 | 4936.028 | 0 |  | 64492.5464 | 78
1812 | 1213.547 | 18800.837 | 1 | 1 | 58997.179 | 1 | 1 | 1 | 24012.5606 | 0 |  | 64261.2509 | 65
1813 | 6200.166 | 16879.104 | 1 | 1 | 38411.562 | 1 | 1 | 1 | 5689.107 | 0 |  | 60917.2098 | 61
1814 | 1762.222 | 16689.579 | 1 | 1 | 41159.01 | 1 | 1 | 1 | 30255.2894 | 0 |  | 59757.064 | 58
1815 | 1032.624 | 17417.938 | 1 | 1 | 37855.756 | 1 | 1 | 1 | 9339.7361 | 0 |  | 61925.5689 | 57
1816 | 1032.624 | 17072.924 | 1 | 1 | 36850.9 | 1 | 1 | 1 |  | #REF! |  | 61433.4127 | 57
1817 | 1032.624 | 16795.17 | 1 | 1 | 37505.083 | 1 | 1 | 1 |  | #REF! |  | 61873.8445 | 59
1818 | 1762.222 | 16245.989 | 1 | 1 | 40699.505 | 1 | 1 | 1 |  | #REF! |  | 61541.8409 | 70
1819 | 6139.858 | 16372.061 | 1 | 1 | 38909.492 | 1 | 1 | 1 |  | #REF! |  | 61161.9816 | 87
1820 | 7599.07 | 17714.288 | 1 | 1 | 38089.442 | 1 | 1 | 1 |  | #REF! |  | 62804.9574 | 109
1821 | 1762.222 | 17210.612 | 1 | 1 | 47476.571 | 1 | 1 | 1 |  | #REF! |  | 61656.9912 | 118
1822 | 1762.222 | 16814.456 | 1 | 1 | 2323.278 | 1 | 1 | 1 |  | #REF! |  | 60409.2183 | 120
1823 | 1762.222 | 16404.018 | 1 | 1 | 2137.177 | 1 | 1 | 1 |  | #REF! |  | 60115.0042 | 124
1824 | 1032.624 | 16450.856 | 1 | 1 | 1207.195 | 1 | 1 | 1 |  | #REF! |  | 60335.4446 | 121
1825 | 1032.624 | 17054.303 | 1 | 1 | 564.795 | 1 | 1 | 1 |  | #REF! |  | 58220.1987 | 108
1826 | 1032.624 | 16909.018 | 1 | 1 | 334.96 | 1 | 1 | 1 |  | #REF! |  | 55268.0557 | 103
1827 | 1032.624 | 16878.137 | 1 | 1 | 316.385 | 1 | 1 | 1 |  | #REF! |  | 55331.1069 | 97
1828 | 1032.624 | 16834.745 | 1 | 1 | 357.446 | 1 | 1 | 1 |  | #REF! |  | 54896.4254 | 92
1829 | 1032.624 | 16806.019 | 1 | 1 | 501.497 | 1 | 1 | 1 |  | #REF! |  | 55570.0502 | 91
1830 | 1762.222 | 16783.311 | 1 | 1 | 3031.798 | 1 | 1 | 1 |  | #REF! |  | 55892.5187 | 94
1831 | 6139.858 | 16848.852 | 1 | 1 | 78866.896 | 1 | 1 | 1 |  | #REF! |  | 55729.0994 | 96
1832 | 1762.222 | 50208.362 | 1 | 1 | 78390.763 | 1 | 1 | 1 |  | #REF! |  | 56527.8788 | 103
1833 | 1032.624 | 79489.333 | 1 | 1 | 67667.724 | 1 | 1 | 1 |  | #REF! |  | 57217.8592 | 107
1834 | 1153.24 | 97045.032 | 1 | 1 | 54294.403 | 1 | 1 | 1 |  | #REF! |  | 59351.7234 | 105
1835 | 1213.547 | 114238.604 | 1 | 1 | 43046.207 | 1 | 1 | 1 |  | #REF! |  | 59831.1303 | 94
1836 | 1213.547 | 95432.163 | 1 | 1 | 33516.018 | 1 | 1 | 1 |  | #REF! |  | 59244.8538 | 86
1837 | 6200.166 | 52000.537 | 1 | 1 | 14617.759 | 1 | 1 | 1 |  | #REF! |  | 55849.7699 | 74
1838 | 1762.222 | 74675.933 | 1 | 1 | 17862.757 | 1 | 1 | 1 |  | #REF! |  | 54495.9959 | 67
1839 | 1032.624 | 110012.934 | 1 | 1 | 15599.676 | 1 | 1 | 1 | 10005.7768 | 0 |  | 54880.9102 | 64
1840 | 1032.624 | 91958.545 | 1 | 1 | 15046.049 | 1 | 1 | 1 |  | #REF! |  | 55264.377 | 60
1841 | 1032.624 | 80038.094 | 1 | 1 | 17890.349 | 1 | 1 | 1 |  | #REF! |  | 55837.6968 | 68
1842 | 1762.222 | 44656.159 | 1 | 1 | 22051.692 | 1 | 1 | 1 |  | #REF! |  | 54552.0614 | 72
1843 | 6139.858 | 28779.676 | 1 | 1 | 20400.668 | 1 | 1 | 1 |  | #REF! |  | 54600.6335 | 92
1844 | 7599.07 | 30127.265 | 1 | 1 | 19196.875 | 1 | 1 | 1 |  | #REF! |  | 56355.0291 | 103
1845 | 1762.222 | 16687.858 | 1 | 1 | 31091.999 | 1 | 1 | 1 |  | #REF! |  | 55858.0356 | 116
1846 | 1762.222 | 16304.868 | 1 | 1 | 2975.775 | 1 | 1 | 1 |  | #REF! |  | 55615.0753 | 116
1847 | 1762.222 | 15905.766 | 1 | 1 | 1663.216 | 1 | 1 | 1 |  | #REF! |  | 55998.7733 | 115
1848 | 1032.624 | 15952.909 | 1 | 1 | 1271.246 | 1 | 1 | 1 |  | #REF! |  | 56654.7421 | 112
1849 | 1032.624 | 16022.137 | 1 | 1 | 562.841 | 1 | 1 | 1 |  | #REF! |  | 55895.1689 | 105
1850 | 1032.624 | 16011.804 | 1 | 1 | 326.62 | 1 | 1 | 1 |  | #REF! |  | 52705.103 | 98
1851 | 1032.624 | 16069.586 | 1 | 1 | 280.124 | 1 | 1 | 1 |  | #REF! |  | 51470.8127 | 96
1852 | 1032.624 | 16095.87 | 1 | 1 | 280.927 | 1 | 1 | 1 |  | #REF! |  | 50900.3912 | 94
1853 | 1032.624 | 16114.823 | 1 | 1 | 248.758 | 1 | 1 | 1 |  | #REF! |  | 51214.9774 | 98
1854 | 1762.222 | 16132.491 | 1 | 1 | 2520.532 | 1 | 1 | 1 |  | #REF! |  | 52180.9622 | 96
1855 | 6139.858 | 16226.572 | 1 | 1 | 63024.597 | 1 | 1 | 1 |  | #REF! |  | 53363.4232 | 103
1856 | 1762.222 | 47693.462 | 1 | 1 | 63150.629 | 1 | 1 | 1 |  | #REF! |  | 53291.1994 | 103
1857 | 1032.624 | 76682.877 | 1 | 1 | 52380.065 | 1 | 1 | 1 |  | #REF! |  | 51454.6747 | 100
1858 | 1153.24 | 94045.068 | 1 | 1 | 38982.37 | 1 | 1 | 1 |  | #REF! |  | 50215.2578 | 95
1859 | 1213.547 | 111683.522 | 1 | 1 | 31204.678 | 1 | 1 | 1 | 21552.5959 | 0 |  | 50353.8941 | 84
1860 | 1213.547 | 93242.338 | 1 | 1 | 21397.461 | 1 | 1 | 1 | 32682.4812 | 0 |  | 50126.7187 | 79
1861 | 6200.166 | 50122.854 | 1 | 1 | 4359.506 | 1 | 1 | 1 | 15358.8372 | 0 |  | 50123.7041 | 71
1862 | 1762.222 | 73166.881 | 1 | 1 | 5597.276 | 1 | 1 | 1 | 38827.0475 | 0 |  | 50460.8807 | 67
1863 | 1032.624 | 108935.102 | 1 | 1 | 4803.713 | 1 | 1 | 1 | 18883.0088 | 0 |  | 50372.6387 | 61
1864 | 1032.624 | 90980.621 | 1 | 1 | 6344.22 | 1 | 1 | 1 |  | #REF! |  | 50390.6176 | 61
1865 | 1032.624 | 79138.736 | 1 | 1 | 10841.434 | 1 | 1 | 1 |  | #REF! |  | 51320.9824 | 69
1866 | 1762.222 | 43568.317 | 1 | 1 | 15154.747 | 1 | 1 | 1 |  | #REF! |  | 51987.9622 | 76
1867 | 6139.858 | 28275.164 | 1 | 1 | 11767.503 | 1 | 1 | 1 |  | #REF! |  | 52560.5538 | 90
1868 | 7599.07 | 29691.016 | 1 | 1 | 13036.334 | 1 | 1 | 1 |  | #REF! |  | 54446.176 | 109
1869 | 1762.222 | 16573.919 | 1 | 1 | 27173.694 | 1 | 1 | 1 |  | #REF! |  | 54212.0656 | 119
1870 | 1762.222 | 16227.752 | 1 | 1 | 2975.099 | 1 | 1 | 1 |  | #REF! |  | 54203.0243 | 120
1871 | 1762.222 | 15879.324 | 1 | 1 | 1663.031 | 1 | 1 | 1 |  | #REF! |  | 54646.8256 | 112
1872 | 1032.624 | 15974.762 | 1 | 1 | 1271.322 | 1 | 1 | 1 |  | #REF! |  | 54858.8887 | 105
1873 | 1032.624 | 16049.622 | 1 | 1 | 562.938 | 1 | 1 | 1 |  | #REF! |  | 52941.2808 | 90
1874 | 1032.624 | 16070.153 | 1 | 1 | 326.857 | 1 | 1 | 1 |  | #REF! |  | 51792.8789 | 86
1875 | 1032.624 | 16160.859 | 1 | 1 | 280.982 | 1 | 1 | 1 |  | #REF! |  | 51297.5608 | 82
1876 | 1032.624 | 16196.065 | 1 | 1 | 281.942 | 1 | 1 | 1 |  | #REF! |  | 51002.6979 | 82
1877 | 1032.624 | 16233.04 | 1 | 1 | 249.516 | 1 | 1 | 1 |  | #REF! |  | 51591.7069 | 82
1878 | 1762.222 | 16246.463 | 1 | 1 | 2526.669 | 1 | 1 | 1 |  | #REF! |  | 52950.6259 | 88
1879 | 6139.858 | 16339.688 | 1 | 1 | 68121.484 | 1 | 1 | 1 |  | #REF! |  | 55449.1122 | 108
1880 | 1762.222 | 47309.01 | 1 | 1 | 67643.445 | 1 | 1 | 1 |  | #REF! |  | 57936.4753 | 137
1881 | 1032.624 | 76474.187 | 1 | 1 | 58204.795 | 1 | 1 | 1 |  | #REF! |  | 59549.5215 | 98
1882 | 1153.24 | 93976.879 | 1 | 1 | 45110.069 | 1 | 1 | 1 |  | #REF! |  | 63658.3847 | 84
1883 | 1213.547 | 111469.834 | 1 | 1 | 34127.561 | 1 | 1 | 1 |  | #REF! |  | 64247.1549 | 76
1884 | 1213.547 | 93117.891 | 1 | 1 | 25269.333 | 1 | 1 | 1 |  | #REF! |  | 64906.8416 | 72
1885 | 6200.166 | 50027.544 | 1 | 1 | 7242.48 | 1 | 1 | 1 |  | #REF! |  | 62997.6508 | 76
1886 | 1762.222 | 73132.497 | 1 | 1 | 12534.834 | 1 | 1 | 1 |  | #REF! |  | 61753.2516 | 75
1887 | 1032.624 | 108931.847 | 1 | 1 | 11160.831 | 1 | 1 | 1 |  | #REF! |  | 65207.1149 | 73
1888 | 1032.624 | 90956.964 | 1 | 1 | 9142.012 | 1 | 1 | 1 |  | #REF! |  | 64379.5206 | 69
1889 | 1032.624 | 79067.077 | 1 | 1 | 12160.094 | 1 | 1 | 1 |  | #REF! |  | 64557.3127 | 77
1890 | 1762.222 | 43581.579 | 1 | 1 | 17103.932 | 1 | 1 | 1 |  | #REF! |  | 64737.1796 | 86
1891 | 6139.858 | 28433.735 | 1 | 1 | 15162.39 | 1 | 1 | 1 |  | #REF! |  | 64012.3495 | 105
1892 | 7599.07 | 29845.776 | 1 | 1 | 16997.595 | 1 | 1 | 1 |  | #REF! |  | 64272.3524 | 116
1893 | 1762.222 | 16740.873 | 1 | 1 | 31760.382 | 1 | 1 | 1 |  | #REF! |  | 62692.721 | 120
1894 | 1762.222 | 16398.174 | 1 | 1 | 2976.453 | 1 | 1 | 1 |  | #REF! |  | 60953.6003 | 120
1895 | 1762.222 | 16059.675 | 1 | 1 | 1664.058 | 1 | 1 | 1 |  | #REF! |  | 60453.8106 | 113
1896 | 1032.624 | 16175.544 | 1 | 1 | 1272.31 | 1 | 1 | 1 |  | #REF! |  | 59921.4307 | 111
1897 | 1032.624 | 16267.768 | 1 | 1 | 563.744 | 1 | 1 | 1 |  | #REF! |  | 58340.9139 | 99
1898 | 1032.624 | 16289.325 | 1 | 1 | 327.805 | 1 | 1 | 1 |  | #REF! |  | 56065.0763 | 86
1899 | 1032.624 | 16382.967 | 1 | 1 | 283.521 | 1 | 1 | 1 |  | #REF! |  | 54973.7186 | 83
1900 | 1032.624 | 16428.303 | 1 | 1 | 308.945 | 1 | 1 | 1 |  | #REF! |  | 54344.5095 | 81
1901 | 1032.624 | 16508.325 | 1 | 1 | 421.922 | 1 | 1 | 1 |  | #REF! |  | 54866.9395 | 78
1902 | 1762.222 | 16557.679 | 1 | 1 | 3223.099 | 1 | 1 | 1 |  | #REF! |  | 55617.9217 | 81
1903 | 6139.858 | 16656.924 | 1 | 1 | 81260.048 | 1 | 1 | 1 |  | #REF! |  | 57029.8596 | 100
1904 | 1762.222 | 47972.368 | 1 | 1 | 79729.387 | 1 | 1 | 1 |  | #REF! |  | 58763.0746 | 130
1905 | 1032.624 | 77069.662 | 1 | 1 | 68889.529 | 1 | 1 | 1 |  | #REF! |  | 61908.3602 | 100
1906 | 1153.24 | 94817.604 | 1 | 1 | 57885.262 | 1 | 1 | 1 |  | #REF! |  | 63155.1505 | 79
1907 | 1213.547 | 112417.545 | 1 | 1 | 49109.209 | 1 | 1 | 1 | 5423.7608 | 0 |  | 61119.9201 | 70
1908 | 1213.547 | 93870.21 | 1 | 1 | 40514.386 | 1 | 1 | 1 | 23966.8017 | 0 |  | 61792.1595 | 67
1909 | 6200.166 | 50695.562 | 1 | 1 | 22536.24 | 1 | 1 | 1 | 5364.6451 | 0 |  | 59689.8104 | 64
1910 | 1762.222 | 73733.142 | 1 | 1 | 26852.54 | 1 | 1 | 1 | 23837.8647 | 0 |  | 59076.9866 | 64
1911 | 1032.624 | 109297.601 | 1 | 1 | 23816.895 | 1 | 1 | 1 | 9344.5873 | 0 |  | 61932.1956 | 63
1912 | 1032.624 | 91332.44 | 1 | 1 | 21119.649 | 1 | 1 | 1 |  | #REF! |  | 61313.0452 | 60
1913 | 1032.624 | 79553.953 | 1 | 1 | 22894.967 | 1 | 1 | 1 |  | #REF! |  | 61348.0768 | 68
1914 | 1762.222 | 44234.665 | 1 | 1 | 27214.591 | 1 | 1 | 1 |  | #REF! |  | 62077.5268 | 76
1915 | 6139.858 | 28740.328 | 1 | 1 | 25270.919 | 1 | 1 | 1 |  | #REF! |  | 62386.9532 | 95
1916 | 7599.07 | 30136.946 | 1 | 1 | 25425.669 | 1 | 1 | 1 |  | #REF! |  | 63987.9431 | 115
1917 | 1762.222 | 16925.222 | 1 | 1 | 37981.808 | 1 | 1 | 1 |  | #REF! |  | 63012.5573 | 122
1918 | 1762.222 | 16579.653 | 1 | 1 | 2978.361 | 1 | 1 | 1 |  | #REF! |  | 60931.3264 | 128
1919 | 1762.222 | 16215.306 | 1 | 1 | 1665.106 | 1 | 1 | 1 |  | #REF! |  | 59876.0679 | 122
1920 | 1032.624 | 16309.186 | 1 | 1 | 1273.099 | 1 | 1 | 1 |  | #REF! |  | 60445.138 | 115
1921 | 1032.624 | 16360.844 | 1 | 1 | 564.203 | 1 | 1 | 1 |  | #REF! |  | 59687.8602 | 100
1922 | 1032.624 | 16343.916 | 1 | 1 | 328.18 | 1 | 1 | 1 |  | #REF! |  | 55810.0656 | 96
1923 | 1032.624 | 16394.087 | 1 | 1 | 286.675 | 1 | 1 | 1 |  | #REF! |  | 55850.0818 | 92
1924 | 1032.624 | 16411.484 | 1 | 1 | 312.653 | 1 | 1 | 1 |  | #REF! |  | 55804.763 | 93
1925 | 1032.624 | 16479.021 | 1 | 1 | 394.902 | 1 | 1 | 1 |  | #REF! |  | 56250.7944 | 94
1926 | 1762.222 | 16521.018 | 1 | 1 | 3052.616 | 1 | 1 | 1 |  | #REF! |  | 57027.6776 | 98
1927 | 6139.858 | 16625.74 | 1 | 1 | 80313.573 | 1 | 1 | 1 |  | #REF! |  | 58609.0962 | 110
1928 | 1762.222 | 48053.498 | 1 | 1 | 79022.701 | 1 | 1 | 1 |  | #REF! |  | 60652.9336 | 136
1929 | 1032.624 | 77164.056 | 1 | 1 | 68429.973 | 1 | 1 | 1 |  | #REF! |  | 62572.8889 | 101
1930 | 1153.24 | 94797.533 | 1 | 1 | 55817.807 | 1 | 1 | 1 |  | #REF! |  | 65752.7844 | 81
1931 | 1213.547 | 112190.282 | 1 | 1 | 44052.983 | 1 | 1 | 1 |  | #REF! |  | 65913.5105 | 75
1932 | 1213.547 | 93595.977 | 1 | 1 | 34761.049 | 1 | 1 | 1 |  | #REF! |  | 64472.7968 | 66
1933 | 6200.166 | 50378.126 | 1 | 1 | 15863.333 | 1 | 1 | 1 | 6976.2072 | 0 |  | 61012.8323 | 64
1934 | 1762.222 | 73408.557 | 1 | 1 | 20391.844 | 1 | 1 | 1 |  | #REF! |  | 59920.1194 | 59
1935 | 1032.624 | 109008.851 | 1 | 1 | 17566.598 | 1 | 1 | 1 |  | #REF! |  | 62206.9082 | 56
1936 | 1032.624 | 91099.146 | 1 | 1 | 16952.168 | 1 | 1 | 1 |  | #REF! |  | 62048.5488 | 60
1937 | 1032.624 | 79376.472 | 1 | 1 | 19666.037 | 1 | 1 | 1 |  | #REF! |  | 62629.2053 | 66
1938 | 1762.222 | 43984.228 | 1 | 1 | 22817.371 | 1 | 1 | 1 |  | #REF! |  | 62466.199 | 74
1939 | 6139.858 | 28630.775 | 1 | 1 | 21562.199 | 1 | 1 | 1 |  | #REF! |  | 62135.4485 | 96
1940 | 7599.07 | 30032.152 | 1 | 1 | 22297.583 | 1 | 1 | 1 |  | #REF! |  | 63191.8336 | 114
1941 | 1762.222 | 16858.016 | 1 | 1 | 35781.157 | 1 | 1 | 1 |  | #REF! |  | 62128.5634 | 124
1942 | 1762.222 | 16506.42 | 1 | 1 | 2977.55 | 1 | 1 | 1 |  | #REF! |  | 60200.6382 | 126
1943 | 1762.222 | 16157.127 | 1 | 1 | 1664.651 | 1 | 1 | 1 |  | #REF! |  | 59687.2595 | 122
1944 | 1032.624 | 16239.349 | 1 | 1 | 1272.661 | 1 | 1 | 1 |  | #REF! |  | 59495.4515 | 117
1945 | 1032.624 | 16330.552 | 1 | 1 | 545.985 | 1 | 1 | 1 |  | #REF! |  | 58223.4215 | 99
1946 | 1032.624 | 16334.357 | 1 | 1 | 600.036 | 1 | 1 | 1 |  | #REF! |  | 55783.6182 | 94
1947 | 1032.624 | 16418.456 | 1 | 1 | 396.369 | 1 | 1 | 1 |  | #REF! |  | 56343.5154 | 88
1948 | 1032.624 | 16458.428 | 1 | 1 | 296.508 | 1 | 1 | 1 |  | #REF! |  | 56207.0093 | 85
1949 | 1032.624 | 16476.48 | 1 | 1 | 542.516 | 1 | 1 | 1 |  | #REF! |  | 56334.8828 | 84
1950 | 1762.222 | 16482.33 | 1 | 1 | 1585.465 | 1 | 1 | 1 |  | #REF! |  | 57609.6934 | 90
1951 | 6139.858 | 16563.969 | 1 | 1 | 76841.918 | 1 | 1 | 1 |  | #REF! |  | 58794.4937 | 111
1952 | 1762.222 | 30492.533 | 1 | 1 | 80850.872 | 1 | 1 | 1 |  | #REF! |  | 59679.6691 | 133
1953 | 1032.624 | 31045.508 | 1 | 1 | 72826.107 | 1 | 1 | 1 |  | #REF! |  | 61924.2202 | 101
1954 | 1153.24 | 31643.604 | 1 | 1 | 62362.622 | 1 | 1 | 1 |  | #REF! |  | 65736.7639 | 85
1955 | 1213.547 | 32212.68 | 1 | 1 | 54783.872 | 1 | 1 | 1 |  | #REF! |  | 65180.8562 | 72
1956 | 1213.547 | 31596.491 | 1 | 1 | 48513.049 | 1 | 1 | 1 |  | #REF! |  | 63978.1519 | 66
1957 | 6200.166 | 29536.637 | 1 | 1 | 28265.832 | 1 | 1 | 1 |  | #REF! |  | 60466.3821 | 63
1958 | 1762.222 | 29228.322 | 1 | 1 | 30424.98 | 1 | 1 | 1 |  | #REF! |  | 59112.7248 | 59
1959 | 1032.624 | 29951.629 | 1 | 1 | 29109.509 | 1 | 1 | 1 |  | #REF! |  | 61648.3639 | 55
1960 | 1032.624 | 29556.065 | 1 | 1 | 25988.461 | 1 | 1 | 1 |  | #REF! |  | 60801.8308 | 58
1961 | 1032.624 | 29211.913 | 1 | 1 | 26288.788 | 1 | 1 | 1 |  | #REF! |  | 61515.6685 | 64
1962 | 1762.222 | 28633.809 | 1 | 1 | 27753.107 | 1 | 1 | 1 |  | #REF! |  | 61867.6383 | 71
1963 | 6139.858 | 28775.05 | 1 | 1 | 26280.864 | 1 | 1 | 1 |  | #REF! |  | 61773.8734 | 91
1964 | 7599.07 | 30257.859 | 1 | 1 | 26743.966 | 1 | 1 | 1 |  | #REF! |  | 63779.2928 | 110
1965 | 1762.222 | 17038.284 | 1 | 1 | 40318.615 | 1 | 1 | 1 |  | #REF! |  | 62582.6473 | 119
1966 | 1762.222 | 16733.023 | 1 | 1 | 2442.958 | 1 | 1 | 1 |  | #REF! |  | 61048.7436 | 124
1967 | 1762.222 | 16417.713 | 1 | 1 | 1993.601 | 1 | 1 | 1 |  | #REF! |  | 60263.8753 | 119
1968 | 1032.624 | 16548.472 | 1 | 1 | 1208.432 | 1 | 1 | 1 |  | #REF! |  | 60691.2717 | 114
1969 | 1032.624 | 16661.246 | 1 | 1 | 726.803 | 1 | 1 | 1 |  | #REF! |  | 58929.5264 | 103
1970 | 1032.624 | 16701.733 | 1 | 1 | 835.995 | 1 | 1 | 1 |  | #REF! |  | 56182.473 | 93
1971 | 1032.624 | 16817.542 | 1 | 1 | 4637.317 | 1 | 1 | 1 |  | #REF! |  | 55623.4766 | 90
1972 | 1032.624 | 16869.023 | 1 | 1 | 11431.746 | 1 | 1 | 1 |  | #REF! |  | 55565.4087 | 89
1973 | 1032.624 | 16906.558 | 1 | 1 | 17376.956 | 1 | 1 | 1 |  | #REF! |  | 56137.1541 | 91
1974 | 1762.222 | 16929.474 | 1 | 1 | 21093.802 | 1 | 1 | 1 |  | #REF! |  | 58061.8467 | 94
1975 | 6139.858 | 17014.329 | 1 | 1 | 97308.334 | 1 | 1 | 1 |  | #REF! |  | 60061.109 | 103
1976 | 1762.222 | 17167.697 | 1 | 1 | 96612.728 | 1 | 1 | 1 |  | #REF! |  | 60811.3124 | 133
1977 | 1032.624 | 17969.317 | 1 | 1 | 88041.097 | 1 | 1 | 1 |  | #REF! |  | 61873.8624 | 101
1978 | 1153.24 | 18731.172 | 1 | 1 | 77133.824 | 1 | 1 | 1 |  | #REF! |  | 65211.9678 | 80
1979 | 1213.547 | 19345.361 | 1 | 1 | 66806.94 | 1 | 1 | 1 |  | #REF! |  | 64615.0794 | 70
1980 | 1213.547 | 18799.136 | 1 | 1 | 58128.57 | 1 | 1 | 1 |  | #REF! |  | 64047.3174 | 61
1981 | 6200.166 | 16877.804 | 1 | 1 | 37796.15 | 1 | 1 | 1 |  | #REF! |  | 60101.4885 | 62
1982 | 1762.222 | 16694.305 | 1 | 1 | 40628.359 | 1 | 1 | 1 |  | #REF! |  | 58985.5462 | 54
1983 | 1032.624 | 17436.586 | 1 | 1 | 37839.612 | 1 | 1 | 1 |  | #REF! |  | 61739.1473 | 57
1984 | 1032.624 | 17085.056 | 1 | 1 | 36257.292 | 1 | 1 | 1 |  | #REF! |  | 60756.8692 | 56
1985 | 1032.624 | 16808.489 | 1 | 1 | 37091.18 | 1 | 1 | 1 |  | #REF! |  | 61640.9005 | 63
1986 | 1762.222 | 16279.58 | 1 | 1 | 41233.427 | 1 | 1 | 1 |  | #REF! |  | 61368.1645 | 72
1987 | 6139.858 | 16396.721 | 1 | 1 | 39225.675 | 1 | 1 | 1 |  | #REF! |  | 61460.6952 | 87
1988 | 7599.07 | 17777.268 | 1 | 1 | 39734.31 | 1 | 1 | 1 |  | #REF! |  | 62968.7278 | 102
1989 | 1762.222 | 17326.145 | 1 | 1 | 50924.714 | 1 | 1 | 1 |  | #REF! |  | 61243.5656 | 107
1990 | 1762.222 | 16967.394 | 1 | 1 | 2324.316 | 1 | 1 | 1 |  | #REF! |  | 60244.3032 | 111
1991 | 1762.222 | 16589.089 | 1 | 1 | 2138.425 | 1 | 1 | 1 |  | #REF! |  | 60146.9498 | 114
1992 | 1032.624 | 16671.95 | 1 | 1 | 1215.198 | 1 | 1 | 1 |  | #REF! |  | 59961.993 | 108
1993 | 1032.624 | 17518.796 | 1 | 1 | 627.526 | 1 | 1 | 1 |  | #REF! |  | 58407.2034 | 97
1994 | 1032.624 | 17427.249 | 1 | 1 | 780.715 | 1 | 1 | 1 |  | #REF! |  | 56763.7334 | 87
1995 | 1032.624 | 17417.174 | 1 | 1 | 2249.136 | 1 | 1 | 1 |  | #REF! |  | 55971.8998 | 84
1996 | 1032.624 | 17422.013 | 1 | 1 | 6497.525 | 1 | 1 | 1 |  | #REF! |  | 56177.9095 | 78
1997 | 1032.624 | 17458.972 | 1 | 1 | 11297.467 | 1 | 1 | 1 |  | #REF! |  | 56181.3379 | 78
1998 | 1762.222 | 17478.454 | 1 | 1 | 16111.653 | 1 | 1 | 1 |  | #REF! |  | 56468.7544 | 82
1999 | 6139.858 | 17546.218 | 1 | 1 | 95438.576 | 1 | 1 | 1 |  | #REF! |  | 56862.8122 | 88
2000 | 1762.222 | 50602.496 | 1 | 1 | 91037.642 | 1 | 1 | 1 |  | #REF! |  | 57153.0282 | 98
2001 | 1032.624 | 79967.892 | 1 | 1 | 78336.83 | 1 | 1 | 1 |  | #REF! |  | 56471.2375 | 103
2002 | 1153.24 | 97576.744 | 1 | 1 | 63750.855 | 1 | 1 | 1 |  | #REF! |  | 57987.9393 | 101
2003 | 1213.547 | 114825.945 | 1 | 1 | 51373.061 | 1 | 1 | 1 |  | #REF! |  | 58546.8975 | 93
2004 | 1213.547 | 95954.562 | 1 | 1 | 41604.86 | 1 | 1 | 1 |  | #REF! |  | 59001.1151 | 88
2005 | 6200.166 | 52500.21 | 1 | 1 | 22931.916 | 1 | 1 | 1 |  | #REF! |  | 56501.1589 | 82
2006 | 1762.222 | 75203.249 | 1 | 1 | 25908.18 | 1 | 1 | 1 |  | #REF! |  | 55546.037 | 80
2007 | 1032.624 | 110508.767 | 1 | 1 | 23543.868 | 1 | 1 | 1 |  | #REF! |  | 56741.165 | 76
2008 | 1032.624 | 92495.545 | 1 | 1 | 22595.811 | 1 | 1 | 1 |  | #REF! |  | 55152.9822 | 78
2009 | 1032.624 | 80646.982 | 1 | 1 | 24994.71 | 1 | 1 | 1 |  | #REF! |  | 55092.7056 | 77
2010 | 1762.222 | 45275.942 | 1 | 1 | 29174.167 | 1 | 1 | 1 |  | #REF! |  | 54067.8511 | 93
2011 | 6139.858 | 29148.694 | 1 | 1 | 28359.381 | 1 | 1 | 1 |  | #REF! |  | 54624.4576 | 108
2012 | 7599.07 | 30598.943 | 1 | 1 | 29596.668 | 1 | 1 | 1 |  | #REF! |  | 56681.7297 | 117
2013 | 1762.222 | 17050.424 | 1 | 1 | 43161.265 | 1 | 1 | 1 |  | #REF! |  | 57665.8684 | 120
2014 | 1762.222 | 16714.64 | 1 | 1 | 2979.617 | 1 | 1 | 1 |  | #REF! |  | 56869.7661 | 119
2015 | 1762.222 | 16374.573 | 1 | 1 | 1666.069 | 1 | 1 | 1 |  | #REF! |  | 56978.0349 | 116
2016 | 1032.624 | 16482.447 | 1 | 1 | 1274.009 | 1 | 1 | 1 |  | #REF! |  | 57547.3517 | 110
2017 | 1032.624 | 16580.806 | 1 | 1 | 567.571 | 1 | 1 | 1 |  | #REF! |  | 55573.6348 | 100
2018 | 1032.624 | 16669.559 | 1 | 1 | 397.863 | 1 | 1 | 1 |  | #REF! |  | 52544.574 | 92
2019 | 1032.624 | 16838.21 | 1 | 1 | 1726.341 | 1 | 1 | 1 |  | #REF! |  | 50992.8549 | 90
2020 | 1032.624 | 16914.011 | 1 | 1 | 6834.282 | 1 | 1 | 1 |  | #REF! |  | 50715.4946 | 85
2021 | 1032.624 | 17031.882 | 1 | 1 | 13138.45 | 1 | 1 | 1 |  | #REF! |  | 50845.8369 | 85
2022 | 1762.222 | 17099.771 | 1 | 1 | 18540.857 | 1 | 1 | 1 |  | #REF! |  | 51648.9511 | 86
2023 | 6139.858 | 17209.91 | 1 | 1 | 97970.878 | 1 | 1 | 1 |  | #REF! |  | 51646.9308 | 91
2024 | 1762.222 | 49785.019 | 1 | 1 | 94466.221 | 1 | 1 | 1 |  | #REF! |  | 51213.504 | 87
2025 | 1032.624 | 78950.181 | 1 | 1 | 82700.048 | 1 | 1 | 1 |  | #REF! |  | 50331.7627 | 100
2026 | 1153.24 | 96527.806 | 1 | 1 | 69508.761 | 1 | 1 | 1 |  | #REF! |  | 51139.7422 | 96
2027 | 1213.547 | 113984.283 | 1 | 1 | 58227.901 | 1 | 1 | 1 |  | #REF! |  | 50424.6251 | 93
2028 | 1213.547 | 95289.97 | 1 | 1 | 49172.865 | 1 | 1 | 1 |  | #REF! |  | 51519.8011 | 87
2029 | 6200.166 | 51954.579 | 1 | 1 | 30870.109 | 1 | 1 | 1 |  | #REF! |  | 50908.2774 | 84
2030 | 1762.222 | 74887.027 | 1 | 1 | 35158.732 | 1 | 1 | 1 |  | #REF! |  | 51559.5945 | 74
2031 | 1032.624 | 110314.471 | 1 | 1 | 32356.496 | 1 | 1 | 1 |  | #REF! |  | 51448.103 | 75
2032 | 1032.624 | 92348.356 | 1 | 1 | 31008.722 | 1 | 1 | 1 |  | #REF! |  | 51148.183 | 81
2033 | 1032.624 | 80568.332 | 1 | 1 | 33115.043 | 1 | 1 | 1 |  | #REF! |  | 51678.181 | 82
2034 | 1762.222 | 45227.496 | 1 | 1 | 36785.312 | 1 | 1 | 1 |  | #REF! |  | 51728.598 | 102
2035 | 6139.858 | 29340.088 | 1 | 1 | 36323.457 | 1 | 1 | 1 |  | #REF! |  | 53041.6196 | 118
2036 | 7599.07 | 30740.764 | 1 | 1 | 35926.366 | 1 | 1 | 1 |  | #REF! |  | 54882.2673 | 129
2037 | 1762.222 | 17211.749 | 1 | 1 | 48145.61 | 1 | 1 | 1 |  | #REF! |  | 55410.8674 | 139
2038 | 1762.222 | 16848.117 | 1 | 1 | 2981.105 | 1 | 1 | 1 |  | #REF! |  | 54303.034 | 133
2039 | 1762.222 | 16485.533 | 1 | 1 | 1666.923 | 1 | 1 | 1 |  | #REF! |  | 54079.9589 | 124
2040 | 1032.624 | 16566.157 | 1 | 1 | 1274.605 | 1 | 1 | 1 |  | #REF! |  | 55043.0856 | 114
2041 | 1032.624 | 16595.867 | 1 | 1 | 570.939 | 1 | 1 | 1 |  | #REF! |  | 54023.2465 | 103
2042 | 1032.624 | 16599.375 | 1 | 1 | 382.98 | 1 | 1 | 1 |  | #REF! |  | 51811.2016 | 96
2043 | 1032.624 | 16674.373 | 1 | 1 | 705.569 | 1 | 1 | 1 |  | #REF! |  | 51560.3993 | 92
2044 | 1032.624 | 16694.92 | 1 | 1 | 1787.48 | 1 | 1 | 1 |  | #REF! |  | 51544.6862 | 85
2045 | 1032.624 | 16732.942 | 1 | 1 | 5336.95 | 1 | 1 | 1 |  | #REF! |  | 52475.4548 | 89
2046 | 1762.222 | 16765.811 | 1 | 1 | 10189.427 | 1 | 1 | 1 |  | #REF! |  | 53626.1307 | 91
2047 | 6139.858 | 16872.126 | 1 | 1 | 90058.142 | 1 | 1 | 1 |  | #REF! |  | 55749.448 | 108
2048 | 1762.222 | 48887.153 | 1 | 1 | 86221.075 | 1 | 1 | 1 |  | #REF! |  | 58094.232 | 136
2049 | 1032.624 | 77902.286 | 1 | 1 | 74038.733 | 1 | 1 | 1 |  | #REF! |  | 61258.9571 | 108
2050 | 1153.24 | 95421.951 | 1 | 1 | 59925.894 | 1 | 1 | 1 |  | #REF! |  | 65145.2536 | 94
2051 | 1213.547 | 112740.429 | 1 | 1 | 47756.758 | 1 | 1 | 1 |  | #REF! |  | 65410.3442 | 89
2052 | 1213.547 | 94132.74 | 1 | 1 | 39155.23 | 1 | 1 | 1 |  | #REF! |  | 65118.4675 | 82
2053 | 6200.166 | 50909.731 | 1 | 1 | 21586.715 | 1 | 1 | 1 |  | #REF! |  | 61291.7181 | 78
2054 | 1762.222 | 73798.656 | 1 | 1 | 25230.913 | 1 | 1 | 1 |  | #REF! |  | 60817.9171 | 81
2055 | 1032.624 | 109348.071 | 1 | 1 | 23442.419 | 1 | 1 | 1 |  | #REF! |  | 63766.461 | 82
2056 | 1032.624 | 91444.498 | 1 | 1 | 22515.552 | 1 | 1 | 1 |  | #REF! |  | 63896.376 | 75
2057 | 1032.624 | 79758.358 | 1 | 1 | 25565.706 | 1 | 1 | 1 |  | #REF! |  | 64512.9594 | 75
2058 | 1762.222 | 44442.13 | 1 | 1 | 29284.415 | 1 | 1 | 1 |  | #REF! |  | 64116.9163 | 91
2059 | 6139.858 | 28846.968 | 1 | 1 | 27059.313 | 1 | 1 | 1 |  | #REF! |  | 64314.9412 | 108
2060 | 7599.07 | 30337.298 | 1 | 1 | 28773.618 | 1 | 1 | 1 |  | #REF! |  | 65566.1474 | 133
2061 | 1762.222 | 17033.717 | 1 | 1 | 42712.65 | 1 | 1 | 1 |  | #REF! |  | 64272.4608 | 136
2062 | 1762.222 | 16720.69 | 1 | 1 | 2979.631 | 1 | 1 | 1 |  | #REF! |  | 62184.543 | 139
2063 | 1762.222 | 16390.142 | 1 | 1 | 1666.149 | 1 | 1 | 1 |  | #REF! |  | 61462.6579 | 138
2064 | 1032.624 | 16513.482 | 1 | 1 | 1274.163 | 1 | 1 | 1 |  | #REF! |  | 61307.9647 | 128
2065 | 1032.624 | 16638.424 | 1 | 1 | 569.213 | 1 | 1 | 1 |  | #REF! |  | 59727.2338 | 115
2066 | 1032.624 | 16749.629 | 1 | 1 | 491.56 | 1 | 1 | 1 |  | #REF! |  | 56110.0673 | 104
2067 | 1032.624 | 16946.555 | 1 | 1 | 4162.872 | 1 | 1 | 1 |  | #REF! |  | 55850.572 | 103
2068 | 1032.624 | 17031.629 | 1 | 1 | 10821.153 | 1 | 1 | 1 |  | #REF! |  | 55342.1196 | 101
2069 | 1032.624 | 17159.783 | 1 | 1 | 16946.827 | 1 | 1 | 1 |  | #REF! |  | 55981.644 | 105
2070 | 1762.222 | 17265.14 | 1 | 1 | 23142.395 | 1 | 1 | 1 |  | #REF! |  | 56814.2781 | 106
2071 | 6139.858 | 17352.059 | 1 | 1 | 101737.833 | 1 | 1 | 1 |  | #REF! |  | 58488.4384 | 120
2072 | 1762.222 | 49641.181 | 1 | 1 | 98602.77 | 1 | 1 | 1 |  | #REF! |  | 60889.1233 | 140
2073 | 1032.624 | 78950.473 | 1 | 1 | 89951.854 | 1 | 1 | 1 |  | #REF! |  | 63185.4962 | 115
2074 | 1153.24 | 96621.558 | 1 | 1 | 76748.085 | 1 | 1 | 1 |  | #REF! |  | 66231.4691 | 92
2075 | 1213.547 | 114158.525 | 1 | 1 | 65672.377 | 1 | 1 | 1 |  | #REF! |  | 65866.4241 | 78
2076 | 1213.547 | 95608.495 | 1 | 1 | 57650.781 | 1 | 1 | 1 | 689.8549 | 0 |  | 64756.8404 | 71
2077 | 6200.166 | 52241.5 | 1 | 1 | 38881.623 | 1 | 1 | 1 |  | #REF! |  | 60355.5631 | 68
2078 | 1762.222 | 75204.051 | 1 | 1 | 43466.543 | 1 | 1 | 1 |  | #REF! |  | 58831.2983 | 64
2079 | 1032.624 | 110749.368 | 1 | 1 | 41596.119 | 1 | 1 | 1 |  | #REF! |  | 61399.6326 | 61
2080 | 1032.624 | 92738.551 | 1 | 1 | 39236.689 | 1 | 1 | 1 |  | #REF! |  | 61181.0545 | 60
2081 | 1032.624 | 80933.714 | 1 | 1 | 40457.717 | 1 | 1 | 1 |  | #REF! |  | 62153.1483 | 69
2082 | 1762.222 | 45583.834 | 1 | 1 | 43677.123 | 1 | 1 | 1 |  | #REF! |  | 62952.7824 | 82
2083 | 6139.858 | 29543.206 | 1 | 1 | 42059.501 | 1 | 1 | 1 |  | #REF! |  | 63181.6998 | 102
2084 | 7599.07 | 31006.981 | 1 | 1 | 42909.384 | 1 | 1 | 1 |  | #REF! |  | 64055.9208 | 115
2085 | 1762.222 | 17443.808 | 1 | 1 | 56316.015 | 1 | 1 | 1 |  | #REF! |  | 63412.0228 | 125
2086 | 1762.222 | 17119.613 | 1 | 1 | 2983.767 | 1 | 1 | 1 |  | #REF! |  | 61251.911 | 128
2087 | 1762.222 | 16783.354 | 1 | 1 | 1668.915 | 1 | 1 | 1 |  | #REF! |  | 60631.1758 | 127
2088 | 1032.624 | 16977.186 | 1 | 1 | 1396.341 | 1 | 1 | 1 |  | #REF! |  | 60384.0497 | 119
2089 | 1032.624 | 17083.095 | 1 | 1 | 2157.958 | 1 | 1 | 1 |  | #REF! |  | 58310.9047 | 105
2090 | 1032.624 | 17104.484 | 1 | 1 | 8034.976 | 1 | 1 | 1 |  | #REF! |  | 55373.0938 | 101
2091 | 1032.624 | 17257.754 | 1 | 1 | 14825.155 | 1 | 1 | 1 |  | #REF! |  | 54932.978 | 93
2092 | 1032.624 | 17335.912 | 1 | 1 | 19723.034 | 1 | 1 | 1 |  | #REF! |  | 54573.1045 | 87
2093 | 1032.624 | 17416.309 | 1 | 1 | 24292.416 | 1 | 1 | 1 |  | #REF! |  | 55139.2832 | 88
2094 | 1762.222 | 17473.465 | 1 | 1 | 29185.05 | 1 | 1 | 1 |  | #REF! |  | 56423.6042 | 86
2095 | 6139.858 | 17585.798 | 1 | 1 | 107902.674 | 1 | 1 | 1 |  | #REF! |  | 57916.068 | 103
2096 | 1762.222 | 50413.618 | 1 | 1 | 109148.685 | 1 | 1 | 1 |  | #REF! |  | 59615.9347 | 130
2097 | 1032.624 | 79791.216 | 1 | 1 | 99812.225 | 1 | 1 | 1 |  | #REF! |  | 61720.9143 | 101
2098 | 1153.24 | 97412.992 | 1 | 1 | 85063.929 | 1 | 1 | 1 |  | #REF! |  | 65455.3994 | 75
2099 | 1213.547 | 114820.256 | 1 | 1 | 72229.971 | 1 | 1 | 1 |  | #REF! |  | 65614.5432 | 67
2100 | 1213.547 | 96022.474 | 1 | 1 | 60779.395 | 1 | 1 | 1 |  | #REF! |  | 65261.5278 | 63
2101 | 6200.166 | 52609.319 | 1 | 1 | 42355.498 | 1 | 1 | 1 |  | #REF! |  | 61094.944 | 58
2102 | 1762.222 | 75623.255 | 1 | 1 | 47241.817 | 1 | 1 | 1 |  | #REF! |  | 59607.2415 | 56
2103 | 1032.624 | 111252.049 | 1 | 1 | 46972.899 | 1 | 1 | 1 |  | #REF! |  | 62925.3079 | 55
2104 | 1032.624 | 93363.979 | 1 | 1 | 46441.178 | 1 | 1 | 1 |  | #REF! |  | 62313.0829 | 53
2105 | 1032.624 | 81998.711 | 1 | 1 | 53159.321 | 1 | 1 | 1 |  | #REF! |  | 62786.4309 | 58
2106 | 1762.222 | 46697.307 | 1 | 1 | 56970.509 | 1 | 1 | 1 |  | #REF! |  | 62353.6524 | 64
2107 | 6139.858 | 29959.874 | 1 | 1 | 51109.731 | 1 | 1 | 1 |  | #REF! |  | 61630.92 | 87
2108 | 7599.07 | 31354.323 | 1 | 1 | 50447.153 | 1 | 1 | 1 |  | #REF! |  | 62626.0908 | 103
2109 | 1762.222 | 17580.988 | 1 | 1 | 62255.923 | 1 | 1 | 1 |  | #REF! |  | 61793.6084 | 110
2110 | 1762.222 | 17209.192 | 1 | 1 | 2984.986 | 1 | 1 | 1 |  | #REF! |  | 60575.2335 | 121
2111 | 1762.222 | 16863.658 | 1 | 1 | 1682.671 | 1 | 1 | 1 |  | #REF! |  | 59844.9366 | 115
2112 | 1032.624 | 17006.63 | 1 | 1 | 1661.963 | 1 | 1 | 1 |  | #REF! |  | 59856.9138 | 107
2113 | 1032.624 | 16957.868 | 1 | 1 | 3482.145 | 1 | 1 | 1 |  | #REF! |  | 57764.3004 | 98
2114 | 1032.624 | 16957.34 | 1 | 1 | 10696.533 | 1 | 1 | 1 |  | #REF! |  | 54843.526 | 93
2115 | 1032.624 | 17036.434 | 1 | 1 | 17696.733 | 1 | 1 | 1 |  | #REF! |  | 54325.8846 | 90
2116 | 1032.624 | 17062.619 | 1 | 1 | 22374.037 | 1 | 1 | 1 |  | #REF! |  | 53600.7936 | 87
2117 | 1032.624 | 17107.862 | 1 | 1 | 27385.995 | 1 | 1 | 1 |  | #REF! |  | 54226.0113 | 87
2118 | 1762.222 | 17125.001 | 1 | 1 | 30316.584 | 1 | 1 | 1 |  | #REF! |  | 55633.2815 | 90
2119 | 6139.858 | 17219.095 | 1 | 1 | 105876.881 | 1 | 1 | 1 |  | #REF! |  | 57232.3194 | 110
2120 | 1762.222 | 31730.274 | 1 | 1 | 103615.406 | 1 | 1 | 1 |  | #REF! |  | 59572.5109 | 129
2121 | 1032.624 | 32194.898 | 1 | 1 | 93502.533 | 1 | 1 | 1 |  | #REF! |  | 61226.8462 | 97
2122 | 1153.24 | 32682.375 | 1 | 1 | 80801.85 | 1 | 1 | 1 |  | #REF! |  | 64190.0731 | 73
2123 | 1213.547 | 33037.564 | 1 | 1 | 68860.36 | 1 | 1 | 1 | 15605.2811 | 0 |  | 62948.8 | 64
2124 | 1213.547 | 32250.398 | 1 | 1 | 58976.447 | 1 | 1 | 1 | 23226.9979 | 0 |  | 61992.7358 | 57
2125 | 6200.166 | 30129.897 | 1 | 1 | 38816.426 | 1 | 1 | 1 | 10158.1115 | 0 |  | 58083.347 | 57
2126 | 1762.222 | 29827.517 | 1 | 1 | 41865.668 | 1 | 1 | 1 | 27312.5241 | 0 |  | 57322.4397 | 55
2127 | 1032.624 | 30529.016 | 1 | 1 | 40060.956 | 1 | 1 | 1 | 10240.8228 | 0 |  | 59930.7302 | 48
2128 | 1032.624 | 30150.867 | 1 | 1 | 38139.572 | 1 | 1 | 1 | 42.1586 | 0 |  | 59348.049 | 49
2129 | 1032.624 | 29871.409 | 1 | 1 | 40535.457 | 1 | 1 | 1 |  | #REF! |  | 59581.6752 | 52
2130 | 1762.222 | 29366.997 | 1 | 1 | 43640.517 | 1 | 1 | 1 |  | #REF! |  | 60359.1319 | 62
2131 | 6139.858 | 29649.267 | 1 | 1 | 43339.696 | 1 | 1 | 1 |  | #REF! |  | 60503.6243 | 80
2132 | 7599.07 | 31083.07 | 1 | 1 | 42375.074 | 1 | 1 | 1 |  | #REF! |  | 61695.8327 | 96
2133 | 1762.222 | 17402.286 | 1 | 1 | 53159.623 | 1 | 1 | 1 |  | #REF! |  | 61246.1197 | 104
2134 | 1762.222 | 17041.85 | 1 | 1 | 2446.037 | 1 | 1 | 1 |  | #REF! |  | 59734.1531 | 106
2135 | 1762.222 | 16678.265 | 1 | 1 | 1995.987 | 1 | 1 | 1 |  | #REF! |  | 59501.4808 | 106
2136 | 1032.624 | 16747.923 | 1 | 1 | 1230.791 | 1 | 1 | 1 |  | #REF! |  | 59285.6374 | 100
2137 | 1032.624 | 16787.469 | 1 | 1 | 901.245 | 1 | 1 | 1 |  | #REF! |  | 57574.2102 | 83
2138 | 1032.624 | 16775.399 | 1 | 1 | 2213.639 | 1 | 1 | 1 |  | #REF! |  | 54099.7973 | 79
2139 | 1032.624 | 16828.337 | 1 | 1 | 7963.851 | 1 | 1 | 1 |  | #REF! |  | 53649.6057 | 73
2140 | 1032.624 | 16852.381 | 1 | 1 | 13171.952 | 1 | 1 | 1 |  | #REF! |  | 53121.3708 | 70
2141 | 1032.624 | 16880.147 | 1 | 1 | 18251.995 | 1 | 1 | 1 |  | #REF! |  | 53459.1449 | 71
2142 | 1762.222 | 16890.52 | 1 | 1 | 21084.056 | 1 | 1 | 1 |  | #REF! |  | 54486.0642 | 71
2143 | 6139.858 | 16973.861 | 1 | 1 | 96748.941 | 1 | 1 | 1 |  | #REF! |  | 55798.4241 | 88
2144 | 1762.222 | 17100.243 | 1 | 1 | 94810.29 | 1 | 1 | 1 |  | #REF! |  | 57604.3147 | 119
2145 | 1032.624 | 17890.236 | 1 | 1 | 85852.389 | 1 | 1 | 1 |  | #REF! |  | 60136.0054 | 98
2146 | 1153.24 | 18652.397 | 1 | 1 | 74901.481 | 1 | 1 | 1 |  | #REF! |  | 64006.2709 | 75
2147 | 1213.547 | 19227.188 | 1 | 1 | 63476.985 | 1 | 1 | 1 |  | #REF! |  | 63564.1535 | 69
2148 | 1213.547 | 18635.937 | 1 | 1 | 53104.728 | 1 | 1 | 1 |  | #REF! |  | 63246.2197 | 68
2149 | 6200.166 | 16722.445 | 1 | 1 | 32551.02 | 1 | 1 | 1 |  | #REF! |  | 59984.6747 | 66
2150 | 1762.222 | 16542.817 | 1 | 1 | 35116.773 | 1 | 1 | 1 |  | #REF! |  | 59754.5704 | 60
2151 | 1032.624 | 17297.727 | 1 | 1 | 33043.279 | 1 | 1 | 1 |  | #REF! |  | 63226.6528 | 60
2152 | 1032.624 | 16976.786 | 1 | 1 | 32505.316 | 1 | 1 | 1 |  | #REF! |  | 62698.8886 | 61
2153 | 1032.624 | 16722.736 | 1 | 1 | 34366.243 | 1 | 1 | 1 |  | #REF! |  | 61823.6388 | 71
2154 | 1762.222 | 16208.742 | 1 | 1 | 39114.984 | 1 | 1 | 1 |  | #REF! |  | 61780.2832 | 79
2155 | 6139.858 | 16351.275 | 1 | 1 | 37539.583 | 1 | 1 | 1 |  | #REF! |  | 60463.6283 | 95
2156 | 7599.07 | 17595.891 | 1 | 1 | 33637.077 | 1 | 1 | 1 |  | #REF! |  | 60895.3817 | 108
2157 | 1762.222 | 17030.625 | 1 | 1 | 41138.615 | 1 | 1 | 1 |  | #REF! |  | 59713.6799 | 110
2158 | 1762.222 | 16549.979 | 1 | 1 | 2321.421 | 1 | 1 | 1 |  | #REF! |  | 57996.0315 | 113
2159 | 1762.222 | 16081.466 | 1 | 1 | 2134.973 | 1 | 1 | 1 |  | #REF! |  | 57631.9259 | 110
2160 | 1032.624 | 16049.361 | 1 | 1 | 1205.268 | 1 | 1 | 1 |  | #REF! |  | 57451.7485 | 102
2161 | 1032.624 | 16443.691 | 1 | 1 | 563.175 | 1 | 1 | 1 |  | #REF! |  | 56787.098 | 88
2162 | 1032.624 | 16265.381 | 1 | 1 | 326.589 | 1 | 1 | 1 |  | #REF! |  | 53555.1609 | 82
2163 | 1032.624 | 16135.966 | 1 | 1 | 278.833 | 1 | 1 | 1 |  | #REF! |  | 52777.2282 | 81
2164 | 1032.624 | 16068.768 | 1 | 1 | 279.052 | 1 | 1 | 1 |  | #REF! |  | 52689.8375 | 73
2165 | 1032.624 | 16035.927 | 1 | 1 | 247.416 | 1 | 1 | 1 |  | #REF! |  | 52702.0971 | 73
2166 | 1762.222 | 15975.458 | 1 | 1 | 2518.151 | 1 | 1 | 1 |  | #REF! |  | 54325.9927 | 72
2167 | 6139.858 | 16020.178 | 1 | 1 | 49660.598 | 1 | 1 | 1 |  | #REF! |  | 54687.4382 | 77
2168 | 1762.222 | 46141.902 | 1 | 1 | 49612.895 | 1 | 1 | 1 |  | #REF! |  | 54732.7545 | 86
2169 | 1032.624 | 73362.08 | 1 | 1 | 41329.452 | 1 | 1 | 1 |  | #REF! |  | 54010.5813 | 89
2170 | 1153.24 | 88829.011 | 1 | 1 | 30098.688 | 1 | 1 | 1 |  | #REF! |  | 53759.2855 | 87
2171 | 1213.547 | 104410.683 | 1 | 1 | 21046.454 | 1 | 1 | 1 |  | #REF! |  | 55068.6825 | 78
2172 | 1213.547 | 87843.189 | 1 | 1 | 10246.066 | 1 | 1 | 1 | 2345.5644 | 0 |  | 55207.18 | 76
2173 | 6200.166 | 50711.373 | 1 | 1 | 4147.987 | 1 | 1 | 1 |  | #REF! |  | 53094.9383 | 68
2174 | 1762.222 | 69983.297 | 1 | 1 | 3687.814 | 1 | 1 | 1 | 3072.3559 | 0 |  | 52502.176 | 64
2175 | 1032.624 | 100112.287 | 1 | 1 | 2114.048 | 1 | 1 | 1 |  | #REF! |  | 53691.2423 | 65
2176 | 1032.624 | 84089.913 | 1 | 1 | 1851.973 | 1 | 1 | 1 |  | #REF! |  | 52663.5994 | 61
2177 | 1032.624 | 72155.942 | 1 | 1 | 2113.622 | 1 | 1 | 1 |  | #REF! |  | 52806.6301 | 61
2178 | 1762.222 | 41818.911 | 1 | 1 | 3686.955 | 1 | 1 | 1 |  | #REF! |  | 51928.3866 | 71
2179 | 6139.858 | 28120.356 | 1 | 1 | 5196.801 | 1 | 1 | 1 |  | #REF! |  | 52381.9483 | 84
2180 | 7599.07 | 29389.064 | 1 | 1 | 5263.395 | 1 | 1 | 1 |  | #REF! |  | 54426.2299 | 104
2181 | 1762.222 | 16153.052 | 1 | 1 | 4085.31 | 1 | 1 | 1 |  | #REF! |  | 54815.0761 | 105
2182 | 1762.222 | 15703.842 | 1 | 1 | 2969.579 | 1 | 1 | 1 |  | #REF! |  | 54370.085 | 106
2183 | 1762.222 | 15254.631 | 1 | 1 | 1659.512 | 1 | 1 | 1 |  | #REF! |  | 54576.9317 | 106
2184 | 1032.624 | 15257.971 | 1 | 1 | 1268.29 | 1 | 1 | 1 |  | #REF! |  | 55097.3004 | 104
2185 | 1032.624 | 15441.254 | 1 | 1 | 560.75 | 1 | 1 | 1 |  | #REF! |  | 54050.1399 | 96
2186 | 1032.624 | 15552.861 | 1 | 1 | 324.439 | 1 | 1 | 1 |  | #REF! |  | 51680.223 | 90
2187 | 1032.624 | 15716.59 | 1 | 1 | 274.991 | 1 | 1 | 1 |  | #REF! |  | 50206.6204 | 85
2188 | 1032.624 | 15799.485 | 1 | 1 | 276.045 | 1 | 1 | 1 |  | #REF! |  | 49708.6029 | 82
2189 | 1032.624 | 15889.883 | 1 | 1 | 246.225 | 1 | 1 | 1 |  | #REF! |  | 50080.0543 | 82
2190 | 1762.222 | 15934.118 | 1 | 1 | 2517.669 | 1 | 1 | 1 |  | #REF! |  | 50043.4496 | 81
2191 | 6139.858 | 16026.085 | 1 | 1 | 42030.985 | 1 | 1 | 1 |  | #REF! |  | 50162.2329 | 90
2192 | 1762.222 | 43441.539 | 1 | 1 | 41269.039 | 1 | 1 | 1 |  | #REF! |  | 50615.4013 | 90
2193 | 1032.624 | 70563.402 | 1 | 1 | 34157.512 | 1 | 1 | 1 |  | #REF! |  | 49431.0754 | 85
2194 | 1153.24 | 86331.894 | 1 | 1 | 26378.548 | 1 | 1 | 1 |  | #REF! |  | 49501.0743 | 84
2195 | 1213.547 | 102235.411 | 1 | 1 | 21519.088 | 1 | 1 | 1 | 27780.6805 | 0 |  | 49895.1179 | 78
2196 | 1213.547 | 86058.351 | 1 | 1 | 14051.49 | 1 | 1 | 1 | 38277.4745 | 0 |  | 49365.5572 | 74
2197 | 6200.166 | 49007.77 | 1 | 1 | 4151.136 | 1 | 1 | 1 | 25948.749 | 0 |  | 49039.0119 | 68
2198 | 1762.222 | 68067.556 | 1 | 1 | 3773.76 | 1 | 1 | 1 | 39943.4025 | 0 |  | 48146.6929 | 59
2199 | 1032.624 | 99779.744 | 1 | 1 | 2207.943 | 1 | 1 | 1 | 31410.0117 | 0 |  | 47626.1222 | 56
2200 | 1032.624 | 83833.18 | 1 | 1 | 1896.378 | 1 | 1 | 1 | 21819.9878 | 0 |  | 47930.5284 | 59
2201 | 1032.624 | 71943.838 | 1 | 1 | 2410.414 | 1 | 1 | 1 |  | #REF! |  | 48323.6593 | 61
2202 | 1762.222 | 40310.368 | 1 | 1 | 4576.675 | 1 | 1 | 1 |  | #REF! |  | 49790.5591 | 72
2203 | 6139.858 | 28205.103 | 1 | 1 | 5288.276 | 1 | 1 | 1 |  | #REF! |  | 50673.4709 | 87
2204 | 7599.07 | 29626.801 | 1 | 1 | 5986.441 | 1 | 1 | 1 |  | #REF! |  | 53024.1685 | 107
2205 | 1762.222 | 16533.326 | 1 | 1 | 19797.979 | 1 | 1 | 1 |  | #REF! |  | 54176.2649 | 118
2206 | 1762.222 | 16212.974 | 1 | 1 | 2974.39 | 1 | 1 | 1 |  | #REF! |  | 53843.86 | 117
2207 | 1762.222 | 15885.656 | 1 | 1 | 1662.72 | 1 | 1 | 1 |  | #REF! |  | 54424.6224 | 110
2208 | 1032.624 | 16000.843 | 1 | 1 | 1271.168 | 1 | 1 | 1 |  | #REF! |  | 54604.47 | 103
2209 | 1032.624 | 16056.743 | 1 | 1 | 562.748 | 1 | 1 | 1 |  | #REF! |  | 52943.7698 | 94
2210 | 1032.624 | 16047.486 | 1 | 1 | 326.512 | 1 | 1 | 1 |  | #REF! |  | 49133.5753 | 85
2211 | 1032.624 | 16112.299 | 1 | 1 | 279.853 | 1 | 1 | 1 |  | #REF! |  | 49323.9378 | 83
2212 | 1032.624 | 16132.471 | 1 | 1 | 280.736 | 1 | 1 | 1 |  | #REF! |  | 50007.3427 | 85
2213 | 1032.624 | 16171.45 | 1 | 1 | 248.842 | 1 | 1 | 1 |  | #REF! |  | 50361.0932 | 85
2214 | 1762.222 | 16183.471 | 1 | 1 | 2520.548 | 1 | 1 | 1 |  | #REF! |  | 50443.0792 | 90
2215 | 6139.858 | 16255.965 | 1 | 1 | 61406.557 | 1 | 1 | 1 |  | #REF! |  | 52082.8452 | 108
2216 | 1762.222 | 43826.035 | 1 | 1 | 60952.598 | 1 | 1 | 1 |  | #REF! |  | 56740.0337 | 126
2217 | 1032.624 | 71116.61 | 1 | 1 | 53646.267 | 1 | 1 | 1 |  | #REF! |  | 58675.0726 | 86
2218 | 1153.24 | 87243.231 | 1 | 1 | 49363.45 | 1 | 1 | 1 | 5531.723 | 0 |  | 60081.3508 | 72
2219 | 1213.547 | 102970.901 | 1 | 1 | 42004.277 | 1 | 1 | 1 | 17723.0817 | 0 |  | 59531.8398 | 64
2220 | 1213.547 | 86825.796 | 1 | 1 | 38274.447 | 1 | 1 | 1 | 39015.5848 | 0 |  | 59338.1692 | 57
2221 | 6200.166 | 49470.087 | 1 | 1 | 16797.082 | 1 | 1 | 1 | 18564.3756 | 0 |  | 56285.0094 | 54
2222 | 1762.222 | 68619.238 | 1 | 1 | 23919.415 | 1 | 1 | 1 | 35341.691 | 0 |  | 55981.843 | 47
2223 | 1032.624 | 100116.956 | 1 | 1 | 21221.076 | 1 | 1 | 1 | 22505.2675 | 0 |  | 57126.6479 | 44
2224 | 1032.624 | 84281.229 | 1 | 1 | 21277.748 | 1 | 1 | 1 | 11131.8348 | 0 |  | 57349.5162 | 48
2225 | 1032.624 | 72602.533 | 1 | 1 | 24052.186 | 1 | 1 | 1 |  | #REF! |  | 58042.0222 | 51
2226 | 1762.222 | 41286.864 | 1 | 1 | 27199.984 | 1 | 1 | 1 |  | #REF! |  | 58806.9806 | 57
2227 | 6139.858 | 28663.751 | 1 | 1 | 22639.834 | 1 | 1 | 1 |  | #REF! |  | 58478.1064 | 76
2228 | 7599.07 | 30056.635 | 1 | 1 | 23348.199 | 1 | 1 | 1 |  | #REF! |  | 60090.1257 | 88
2229 | 1762.222 | 16895.046 | 1 | 1 | 36819.87 | 1 | 1 | 1 |  | #REF! |  | 59641.4915 | 99
2230 | 1762.222 | 16540.79 | 1 | 1 | 2977.856 | 1 | 1 | 1 |  | #REF! |  | 58332.7513 | 108
2231 | 1762.222 | 16190.335 | 1 | 1 | 1664.847 | 1 | 1 | 1 |  | #REF! |  | 58536.1216 | 107
2232 | 1032.624 | 16284.44 | 1 | 1 | 1272.886 | 1 | 1 | 1 |  | #REF! |  | 58193.2426 | 97
2233 | 1032.624 | 16349.233 | 1 | 1 | 564.094 | 1 | 1 | 1 |  | #REF! |  | 55753.2831 | 85
2234 | 1032.624 | 16371.72 | 1 | 1 | 328.221 | 1 | 1 | 1 |  | #REF! |  | 53395.3817 | 77
2235 | 1032.624 | 16448.775 | 1 | 1 | 300.844 | 1 | 1 | 1 |  | #REF! |  | 52760.038 | 77
2236 | 1032.624 | 16503.096 | 1 | 1 | 389.921 | 1 | 1 | 1 |  | #REF! |  | 53495.218 | 77
2237 | 1032.624 | 16578.466 | 1 | 1 | 985.297 | 1 | 1 | 1 |  | #REF! |  | 53686.6859 | 74
2238 | 1762.222 | 16628.958 | 1 | 1 | 4364.849 | 1 | 1 | 1 |  | #REF! |  | 54258.3683 | 82
2239 | 6139.858 | 16693.141 | 1 | 1 | 83710.262 | 1 | 1 | 1 |  | #REF! |  | 55936.8013 | 94
2240 | 1762.222 | 44919.284 | 1 | 1 | 77697.735 | 1 | 1 | 1 |  | #REF! |  | 57281.2055 | 118
2241 | 1032.624 | 71892.628 | 1 | 1 | 65147.149 | 1 | 1 | 1 |  | #REF! |  | 57818.5957 | 89
2242 | 1153.24 | 87352.908 | 1 | 1 | 51378.685 | 1 | 1 | 1 |  | #REF! |  | 60169.6368 | 67
2243 | 1213.547 | 102713.631 | 1 | 1 | 39636.809 | 1 | 1 | 1 | 7992.2916 | 0 |  | 59627.9194 | 58
2244 | 1213.547 | 86270.018 | 1 | 1 | 29356.952 | 1 | 1 | 1 | 26467.1547 | 0 |  | 58866.1845 | 49
2245 | 6200.166 | 49175.977 | 1 | 1 | 10728.965 | 1 | 1 | 1 | 3972.8054 | 0 |  | 56780.5141 | 46
2246 | 1762.222 | 68145.895 | 1 | 1 | 14668.419 | 1 | 1 | 1 | 20911.075 | 0 |  | 56292.1871 | 49
2247 | 1032.624 | 99794.179 | 1 | 1 | 12050.769 | 1 | 1 | 1 | 10379.2338 | 0 |  | 59279.2005 | 44
2248 | 1032.624 | 83865.743 | 1 | 1 | 10766.248 | 1 | 1 | 1 |  | #REF! |  | 58829.7893 | 48
2249 | 1032.624 | 72017.081 | 1 | 1 | 13561.194 | 1 | 1 | 1 |  | #REF! |  | 59501.5362 | 48
2250 | 1762.222 | 40625.225 | 1 | 1 | 18424.756 | 1 | 1 | 1 |  | #REF! |  | 59769.5065 | 58
2251 | 6139.858 | 28485.47 | 1 | 1 | 19243.978 | 1 | 1 | 1 |  | #REF! |  | 59515.3976 | 72
2252 | 7599.07 | 29902.21 | 1 | 1 | 20547.545 | 1 | 1 | 1 |  | #REF! |  | 61178.6461 | 83
2253 | 1762.222 | 16772.383 | 1 | 1 | 34350.846 | 1 | 1 | 1 |  | #REF! |  | 60854.6753 | 90
2254 | 1762.222 | 16430.069 | 1 | 1 | 2977.138 | 1 | 1 | 1 |  | #REF! |  | 58770.9912 | 95
2255 | 1762.222 | 16090.645 | 1 | 1 | 1664.444 | 1 | 1 | 1 |  | #REF! |  | 58465.522 | 90
2256 | 1032.624 | 16201.986 | 1 | 1 | 1272.584 | 1 | 1 | 1 |  | #REF! |  | 58385.6242 | 88
2257 | 1032.624 | 16266.844 | 1 | 1 | 563.851 | 1 | 1 | 1 |  | #REF! |  | 56393.9348 | 72
2258 | 1032.624 | 16279.194 | 1 | 1 | 327.88 | 1 | 1 | 1 |  | #REF! |  | 54036.4014 | 65
2259 | 1032.624 | 16351.623 | 1 | 1 | 283.453 | 1 | 1 | 1 |  | #REF! |  | 53112.0314 | 61
2260 | 1032.624 | 16387.421 | 1 | 1 | 294.5 | 1 | 1 | 1 |  | #REF! |  | 52303.7197 | 58
2261 | 1032.624 | 16454.029 | 1 | 1 | 317.176 | 1 | 1 | 1 |  | #REF! |  | 53021.7402 | 62
2262 | 1762.222 | 16508.789 | 1 | 1 | 2880.084 | 1 | 1 | 1 |  | #REF! |  | 53816.6776 | 63
2263 | 6139.858 | 16586.061 | 1 | 1 | 78939.597 | 1 | 1 | 1 |  | #REF! |  | 55021.8414 | 80
2264 | 1762.222 | 44834.052 | 1 | 1 | 77300.258 | 1 | 1 | 1 |  | #REF! |  | 57171.5956 | 112
2265 | 1032.624 | 72300.859 | 1 | 1 | 72479.745 | 1 | 1 | 1 |  | #REF! |  | 58844.5914 | 82
2266 | 1153.24 | 88073.443 | 1 | 1 | 62300.005 | 1 | 1 | 1 |  | #REF! |  | 61028.3676 | 67
2267 | 1213.547 | 104012.233 | 1 | 1 | 56941.981 | 1 | 1 | 1 |  | #REF! |  | 61221.5814 | 57
2268 | 1213.547 | 87486.489 | 1 | 1 | 48406.11 | 1 | 1 | 1 |  | #REF! |  | 61685.4576 | 54
2269 | 6200.166 | 50266.86 | 1 | 1 | 31073.888 | 1 | 1 | 1 |  | #REF! |  | 59299.5556 | 54
2270 | 1762.222 | 69123.624 | 1 | 1 | 33800.276 | 1 | 1 | 1 |  | #REF! |  | 58637.8109 | 54
2271 | 1032.624 | 100503.898 | 1 | 1 | 30041.743 | 1 | 1 | 1 |  | #REF! |  | 61944.2259 | 51
2272 | 1032.624 | 84611.305 | 1 | 1 | 28521.623 | 1 | 1 | 1 |  | #REF! |  | 61753.7189 | 56
2273 | 1032.624 | 72675.541 | 1 | 1 | 26006.86 | 1 | 1 | 1 |  | #REF! |  | 61799.7251 | 61
2274 | 1762.222 | 41285.553 | 1 | 1 | 28299.167 | 1 | 1 | 1 |  | #REF! |  | 61673.466 | 70
2275 | 6139.858 | 28766.971 | 1 | 1 | 26500.715 | 1 | 1 | 1 |  | #REF! |  | 60863.9797 | 87
2276 | 7599.07 | 30175.835 | 1 | 1 | 26363.232 | 1 | 1 | 1 |  | #REF! |  | 60303.1666 | 100
2277 | 1762.222 | 16926.259 | 1 | 1 | 38572.918 | 1 | 1 | 1 |  | #REF! |  | 59771.3503 | 104
2278 | 1762.222 | 16557.802 | 1 | 1 | 2978.274 | 1 | 1 | 1 |  | #REF! |  | 58377.7032 | 103
2279 | 1762.222 | 16199.928 | 1 | 1 | 1665.048 | 1 | 1 | 1 |  | #REF! |  | 57595.9964 | 100
2280 | 1032.624 | 16273.822 | 1 | 1 | 1272.954 | 1 | 1 | 1 |  | #REF! |  | 56853.2537 | 87
2281 | 1032.624 | 16312.844 | 1 | 1 | 546.023 | 1 | 1 | 1 |  | #REF! |  | 55758.6476 | 74
2282 | 1032.624 | 16289.285 | 1 | 1 | 599.962 | 1 | 1 | 1 |  | #REF! |  | 52889.9461 | 67
2283 | 1032.624 | 16342.993 | 1 | 1 | 392.085 | 1 | 1 | 1 |  | #REF! |  | 51940.3172 | 62
2284 | 1032.624 | 16351.746 | 1 | 1 | 260.554 | 1 | 1 | 1 |  | #REF! |  | 52065.8815 | 60
2285 | 1032.624 | 16366.221 | 1 | 1 | 312.68 | 1 | 1 | 1 |  | #REF! |  | 52810.4695 | 62
2286 | 1762.222 | 16365.357 | 1 | 1 | 878.419 | 1 | 1 | 1 |  | #REF! |  | 54800.4195 | 60
2287 | 6139.858 | 16455.135 | 1 | 1 | 71754.54 | 1 | 1 | 1 |  | #REF! |  | 56886.2799 | 80
2288 | 1762.222 | 30412.598 | 1 | 1 | 77548.879 | 1 | 1 | 1 |  | #REF! |  | 57416.9834 | 111
2289 | 1032.624 | 31345.042 | 1 | 1 | 78362.875 | 1 | 1 | 1 |  | #REF! |  | 58861.1445 | 85
2290 | 1153.24 | 31963.955 | 1 | 1 | 68500.011 | 1 | 1 | 1 |  | #REF! |  | 62057.7755 | 65
2291 | 1213.547 | 32452.465 | 1 | 1 | 59311.996 | 1 | 1 | 1 |  | #REF! |  | 62451.3319 | 61
2292 | 1213.547 | 31323.856 | 1 | 1 | 41791.488 | 1 | 1 | 1 |  | #REF! |  | 62441.2795 | 56
2293 | 6200.166 | 29321.98 | 1 | 1 | 23641.542 | 1 | 1 | 1 |  | #REF! |  | 59825.8054 | 53
2294 | 1762.222 | 29138.046 | 1 | 1 | 29390.231 | 1 | 1 | 1 |  | #REF! |  | 58669.5421 | 48
2295 | 1032.624 | 29821.467 | 1 | 1 | 26076.904 | 1 | 1 | 1 |  | #REF! |  | 60787.1364 | 47
2296 | 1032.624 | 29421.408 | 1 | 1 | 22812.679 | 1 | 1 | 1 |  | #REF! |  | 60030.4767 | 45
2297 | 1032.624 | 29101.49 | 1 | 1 | 24269.287 | 1 | 1 | 1 |  | #REF! |  | 61196.2514 | 48
2298 | 1762.222 | 28519.679 | 1 | 1 | 24941.211 | 1 | 1 | 1 |  | #REF! |  | 61838.6735 | 56
2299 | 6139.858 | 28619.008 | 1 | 1 | 22433.497 | 1 | 1 | 1 |  | #REF! |  | 60972.9841 | 68
2300 | 7599.07 | 30022.335 | 1 | 1 | 21356.004 | 1 | 1 | 1 |  | #REF! |  | 62114.6372 | 82
2301 | 1762.222 | 16797.091 | 1 | 1 | 32744.958 | 1 | 1 | 1 |  | #REF! |  | 60997.4129 | 90
2302 | 1762.222 | 16413.003 | 1 | 1 | 2440.628 | 1 | 1 | 1 |  | #REF! |  | 58644.5797 | 96
2303 | 1762.222 | 16043.222 | 1 | 1 | 1991.161 | 1 | 1 | 1 |  | #REF! |  | 58733.0981 | 89
2304 | 1032.624 | 16102.069 | 1 | 1 | 1206.283 | 1 | 1 | 1 |  | #REF! |  | 58189.6217 | 85
2305 | 1032.624 | 16173.09 | 1 | 1 | 715.683 | 1 | 1 | 1 |  | #REF! |  | 57663.0618 | 71
2306 | 1032.624 | 16174.656 | 1 | 1 | 536.909 | 1 | 1 | 1 |  | #REF! |  | 53075.0977 | 64
2307 | 1032.624 | 16229.884 | 1 | 1 | 422.181 | 1 | 1 | 1 |  | #REF! |  | 53122.1713 | 61
2308 | 1032.624 | 16267.537 | 1 | 1 | 248.294 | 1 | 1 | 1 |  | #REF! |  | 52532.1772 | 58
2309 | 1032.624 | 16292.503 | 1 | 1 | 255.845 | 1 | 1 | 1 |  | #REF! |  | 52803.317 | 59
2310 | 1762.222 | 16303.429 | 1 | 1 | 452.876 | 1 | 1 | 1 |  | #REF! |  | 54149.3414 | 62
2311 | 6139.858 | 16372.89 | 1 | 1 | 65074.537 | 1 | 1 | 1 |  | #REF! |  | 55771.5671 | 79
2312 | 1762.222 | 16548.963 | 1 | 1 | 66306.338 | 1 | 1 | 1 |  | #REF! |  | 58741.5685 | 110
2313 | 1032.624 | 17462.904 | 1 | 1 | 63053.926 | 1 | 1 | 1 |  | #REF! |  | 60015.097 | 80
2314 | 1153.24 | 18361.561 | 1 | 1 | 57975.562 | 1 | 1 | 1 |  | #REF! |  | 62034.2984 | 63
2315 | 1213.547 | 19039.228 | 1 | 1 | 50832.452 | 1 | 1 | 1 | 1436.9236 | 0 |  | 61411.6882 | 57
2316 | 1213.547 | 18579.226 | 1 | 1 | 46468.038 | 1 | 1 | 1 | 20750.5472 | 0 |  | 60149.8496 | 52
2317 | 6200.166 | 16769.024 | 1 | 1 | 30229.765 | 1 | 1 | 1 | 6018.1719 | 0 |  | 58230.5264 | 51
2318 | 1762.222 | 16603.312 | 1 | 1 | 35233.743 | 1 | 1 | 1 | 18994.6479 | 0 |  | 57327.5994 | 48
2319 | 1032.624 | 17394.721 | 1 | 1 | 35432.69 | 1 | 1 | 1 | 11328.1378 | 0 |  | 59894.4277 | 43
2320 | 1032.624 | 17062.621 | 1 | 1 | 35369.469 | 1 | 1 | 1 |  | #REF! |  | 59818.6914 | 44
2321 | 1032.624 | 16750.861 | 1 | 1 | 35236.02 | 1 | 1 | 1 |  | #REF! |  | 60311.5389 | 47
2322 | 1762.222 | 16139.408 | 1 | 1 | 36461.526 | 1 | 1 | 1 |  | #REF! |  | 60283.6646 | 40
2323 | 6139.858 | 16172.622 | 1 | 1 | 30915.82 | 1 | 1 | 1 |  | #REF! |  | 59893.3338 | 64
2324 | 7599.07 | 17611.903 | 1 | 1 | 33249.586 | 1 | 1 | 1 |  | #REF! |  | 61175.9371 | 68
2325 | 1762.222 | 17053.989 | 1 | 1 | 41251.36 | 1 | 1 | 1 |  | #REF! |  | 60999.394 | 71
2326 | 1762.222 | 16676.858 | 1 | 1 | 2321.901 | 1 | 1 | 1 |  | #REF! |  | 58721.6992 | 75
2327 | 1762.222 | 16270.621 | 1 | 1 | 2135.93 | 1 | 1 | 1 |  | #REF! |  | 58545.5434 | 71
2328 | 1032.624 | 16312.156 | 1 | 1 | 1206.314 | 1 | 1 | 1 |  | #REF! |  | 58048.2471 | 76
2329 | 1032.624 | 16591.609 | 1 | 1 | 564.273 | 1 | 1 | 1 |  | #REF! |  | 56914.4398 | 62
2330 | 1032.624 | 16561.523 | 1 | 1 | 328.162 | 1 | 1 | 1 |  | #REF! |  | 53447.3417 | 59
2331 | 1032.624 | 16620.325 | 1 | 1 | 288.868 | 1 | 1 | 1 |  | #REF! |  | 52278.0393 | 50
2332 | 1032.624 | 16616.856 | 1 | 1 | 313.557 | 1 | 1 | 1 |  | #REF! |  | 52128.8264 | 54
2333 | 1032.624 | 16643.079 | 1 | 1 | 388.474 | 1 | 1 | 1 |  | #REF! |  | 52592.6315 | 54
2334 | 1762.222 | 16643.607 | 1 | 1 | 2823.159 | 1 | 1 | 1 |  | #REF! |  | 53054.6221 | 50
2335 | 6139.858 | 16687.589 | 1 | 1 | 76510.258 | 1 | 1 | 1 |  | #REF! |  | 53118.0511 | 52
2336 | 1762.222 | 46497.535 | 1 | 1 | 74655.119 | 1 | 1 | 1 |  | #REF! |  | 53956.7496 | 76
2337 | 1032.624 | 73901.897 | 1 | 1 | 68199.656 | 1 | 1 | 1 |  | #REF! |  | 54368.2079 | 81
2338 | 1153.24 | 89477.164 | 1 | 1 | 57147.121 | 1 | 1 | 1 |  | #REF! |  | 55319.4662 | 60
2339 | 1213.547 | 104987.9 | 1 | 1 | 48650.169 | 1 | 1 | 1 | 10138.9971 | 0 |  | 55076.3736 | 64
2340 | 1213.547 | 88191.822 | 1 | 1 | 38182.285 | 1 | 1 | 1 | 31002.7219 | 0 |  | 54594.7336 | 56
2341 | 6200.166 | 50748.565 | 1 | 1 | 18512.703 | 1 | 1 | 1 | 10509.1341 | 0 |  | 53410.1498 | 49
2342 | 1762.222 | 69551.426 | 1 | 1 | 23013.334 | 1 | 1 | 1 | 24897.7075 | 0 |  | 53575.9881 | 49
2343 | 1032.624 | 100889.314 | 1 | 1 | 21266.002 | 1 | 1 | 1 | 12565.7488 | 0 |  | 53636.6416 | 48
2344 | 1032.624 | 84693.398 | 1 | 1 | 16553.268 | 1 | 1 | 1 |  | #REF! |  | 54223.1304 | 46
2345 | 1032.624 | 72927.186 | 1 | 1 | 19788.281 | 1 | 1 | 1 |  | #REF! |  | 54306.6046 | 52
2346 | 1762.222 | 41663.039 | 1 | 1 | 24526.829 | 1 | 1 | 1 |  | #REF! |  | 53784.1439 | 56
2347 | 6139.858 | 28755.833 | 1 | 1 | 21239.835 | 1 | 1 | 1 |  | #REF! |  | 53777.8346 | 65
2348 | 7599.07 | 30211.264 | 1 | 1 | 22595.833 | 1 | 1 | 1 |  | #REF! |  | 55057.6243 | 68
2349 | 1762.222 | 16880.535 | 1 | 1 | 36914.92 | 1 | 1 | 1 |  | #REF! |  | 55706.334 | 77
2350 | 1762.222 | 16546.928 | 1 | 1 | 2977.826 | 1 | 1 | 1 |  | #REF! |  | 55422.3531 | 80
2351 | 1762.222 | 16206.348 | 1 | 1 | 1664.888 | 1 | 1 | 1 |  | #REF! |  | 55483.7499 | 79
2352 | 1032.624 | 16318.805 | 1 | 1 | 1273.014 | 1 | 1 | 1 |  | #REF! |  | 55290.4573 | 76
2353 | 1032.624 | 16433.398 | 1 | 1 | 564.367 | 1 | 1 | 1 |  | #REF! |  | 54158.1205 | 64
2354 | 1032.624 | 16496.19 | 1 | 1 | 332.888 | 1 | 1 | 1 |  | #REF! |  | 50118.4583 | 60
2355 | 1032.624 | 16676.018 | 1 | 1 | 480.758 | 1 | 1 | 1 |  | #REF! |  | 48063.0475 | 57
2356 | 1032.624 | 16761.345 | 1 | 1 | 1644.118 | 1 | 1 | 1 |  | #REF! |  | 47648.0793 | 50
2357 | 1032.624 | 16855.851 | 1 | 1 | 6943.935 | 1 | 1 | 1 |  | #REF! |  | 47763.0361 | 53
2358 | 1762.222 | 16940.999 | 1 | 1 | 13624.959 | 1 | 1 | 1 |  | #REF! |  | 48853.8724 | 54
2359 | 6139.858 | 17008.335 | 1 | 1 | 92594.644 | 1 | 1 | 1 |  | #REF! |  | 48982.118 | 60
2360 | 1762.222 | 46045.695 | 1 | 1 | 86244.331 | 1 | 1 | 1 |  | #REF! |  | 49949.5764 | 62
2361 | 1032.624 | 73092.055 | 1 | 1 | 74550.063 | 1 | 1 | 1 |  | #REF! |  | 49825.6628 | 73
2362 | 1153.24 | 88599.838 | 1 | 1 | 60963.609 | 1 | 1 | 1 |  | #REF! |  | 50177.6859 | 68
2363 | 1213.547 | 104042.091 | 1 | 1 | 50179.484 | 1 | 1 | 1 |  | #REF! |  | 51077.3727 | 68
2364 | 1213.547 | 87468.048 | 1 | 1 | 41307.089 | 1 | 1 | 1 | 1299.7821 | 0 |  | 51029.5266 | 64
2365 | 6200.166 | 50243.557 | 1 | 1 | 23583.926 | 1 | 1 | 1 |  | #REF! |  | 50586.624 | 61
2366 | 1762.222 | 69161.406 | 1 | 1 | 27577.541 | 1 | 1 | 1 |  | #REF! |  | 51093.901 | 57
2367 | 1032.624 | 100591.59 | 1 | 1 | 25063.17 | 1 | 1 | 1 |  | #REF! |  | 50654.5787 | 52
2368 | 1032.624 | 84666.634 | 1 | 1 | 23382.603 | 1 | 1 | 1 |  | #REF! |  | 50148.1541 | 54
2369 | 1032.624 | 72928.631 | 1 | 1 | 25548.877 | 1 | 1 | 1 |  | #REF! |  | 50178.3497 | 55
2370 | 1762.222 | 41650.687 | 1 | 1 | 29681.394 | 1 | 1 | 1 |  | #REF! |  | 50355.8915 | 62
2371 | 6139.858 | 29023.025 | 1 | 1 | 30146.34 | 1 | 1 | 1 |  | #REF! |  | 50864.9393 | 75
2372 | 7599.07 | 30433.122 | 1 | 1 | 29896.829 | 1 | 1 | 1 |  | #REF! |  | 52792.9032 | 87
2373 | 1762.222 | 17022.955 | 1 | 1 | 41392.238 | 1 | 1 | 1 |  | #REF! |  | 54140.5746 | 92
2374 | 1762.222 | 16639.68 | 1 | 1 | 2978.984 | 1 | 1 | 1 |  | #REF! |  | 53778.8999 | 95
2375 | 1762.222 | 16256.179 | 1 | 1 | 1665.397 | 1 | 1 | 1 |  | #REF! |  | 54097.5169 | 81
2376 | 1032.624 | 16312.331 | 1 | 1 | 1273.182 | 1 | 1 | 1 |  | #REF! |  | 53899.0312 | 76
2377 | 1032.624 | 16289.102 | 1 | 1 | 564.016 | 1 | 1 | 1 |  | #REF! |  | 51713.3917 | 66
2378 | 1032.624 | 16212.774 | 1 | 1 | 327.721 | 1 | 1 | 1 |  | #REF! |  | 48680.832 | 59
2379 | 1032.624 | 16203.692 | 1 | 1 | 282.304 | 1 | 1 | 1 |  | #REF! |  | 48843.8335 | 60
2380 | 1032.624 | 16185.892 | 1 | 1 | 282.765 | 1 | 1 | 1 |  | #REF! |  | 48688.0792 | 55
2381 | 1032.624 | 16186.518 | 1 | 1 | 256.196 | 1 | 1 | 1 |  | #REF! |  | 49665.7202 | 58
2382 | 1762.222 | 16185.654 | 1 | 1 | 2536.434 | 1 | 1 | 1 |  | #REF! |  | 51261.4794 | 62
2383 | 6139.858 | 16226.332 | 1 | 1 | 67097.58 | 1 | 1 | 1 |  | #REF! |  | 53619.0014 | 81
2384 | 1762.222 | 44104.06 | 1 | 1 | 61494.644 | 1 | 1 | 1 |  | #REF! |  | 56118.1925 | 106
2385 | 1032.624 | 71042.225 | 1 | 1 | 49563.13 | 1 | 1 | 1 |  | #REF! |  | 58033.5301 | 78
2386 | 1153.24 | 86486.941 | 1 | 1 | 37567.665 | 1 | 1 | 1 |  | #REF! |  | 59527.2276 | 61
2387 | 1213.547 | 102171.213 | 1 | 1 | 26575.344 | 1 | 1 | 1 | 15623.57 | 0 |  | 58717.951 | 54
2388 | 1213.547 | 85873.431 | 1 | 1 | 17131.671 | 1 | 1 | 1 | 30676.3697 | 0 |  | 58349.3394 | 53
2389 | 6200.166 | 48817.493 | 1 | 1 | 4149.842 | 1 | 1 | 1 | 6145.6074 | 0 |  | 55873.8207 | 51
2390 | 1762.222 | 67891.389 | 1 | 1 | 3833.409 | 1 | 1 | 1 | 20652.0311 | 0 |  | 54943.9824 | 49
2391 | 1032.624 | 99764.451 | 1 | 1 | 2201.116 | 1 | 1 | 1 | 6563.1694 | 0 |  | 58445.9817 | 44
2392 | 1032.624 | 83811.892 | 1 | 1 | 1880.429 | 1 | 1 | 1 |  | #REF! |  | 58153.7114 | 47
2393 | 1032.624 | 71903.924 | 1 | 1 | 2184.751 | 1 | 1 | 1 |  | #REF! |  | 58767.2675 | 51
2394 | 1762.222 | 40127.485 | 1 | 1 | 4358.434 | 1 | 1 | 1 |  | #REF! |  | 59598.0692 | 55
2395 | 6139.858 | 28120.462 | 1 | 1 | 5320.35 | 1 | 1 | 1 |  | #REF! |  | 59794.6289 | 67
2396 | 7599.07 | 29389.162 | 1 | 1 | 5702.978 | 1 | 1 | 1 |  | #REF! |  | 60383.5845 | 79
2397 | 1762.222 | 16271.282 | 1 | 1 | 20073.427 | 1 | 1 | 1 |  | #REF! |  | 60033.2867 | 83
2398 | 1762.222 | 15978.8 | 1 | 1 | 2973.595 | 1 | 1 | 1 |  | #REF! |  | 58891.0877 | 83
2399 | 1762.222 | 15680.354 | 1 | 1 | 1662.193 | 1 | 1 | 1 |  | #REF! |  | 57694.428 | 84
2400 | 1032.624 | 15803.447 | 1 | 1 | 1270.648 | 1 | 1 | 1 |  | #REF! |  | 57026.9113 | 76
2401 | 1032.624 | 15946.074 | 1 | 1 | 562.586 | 1 | 1 | 1 |  | #REF! |  | 56511.8903 | 65
2402 | 1032.624 | 16008.639 | 1 | 1 | 326.599 | 1 | 1 | 1 |  | #REF! |  | 53059.3445 | 59
2403 | 1032.624 | 16154.612 | 1 | 1 | 280.822 | 1 | 1 | 1 |  | #REF! |  | 52737.8258 | 54
2404 | 1032.624 | 16215.848 | 1 | 1 | 281.99 | 1 | 1 | 1 |  | #REF! |  | 52710.6687 | 57
2405 | 1032.624 | 16280.088 | 1 | 1 | 249.713 | 1 | 1 | 1 |  | #REF! |  | 52996.9388 | 56
2406 | 1762.222 | 16314.659 | 1 | 1 | 2526.962 | 1 | 1 | 1 |  | #REF! |  | 53509.9293 | 60
2407 | 6139.858 | 16398.314 | 1 | 1 | 69728.659 | 1 | 1 | 1 |  | #REF! |  | 54566.0261 | 78
2408 | 1762.222 | 44234.98 | 1 | 1 | 69856.684 | 1 | 1 | 1 |  | #REF! |  | 57395.4923 | 103
2409 | 1032.624 | 71396.455 | 1 | 1 | 60661.773 | 1 | 1 | 1 |  | #REF! |  | 58999.5114 | 79
2410 | 1153.24 | 87167.512 | 1 | 1 | 51149.096 | 1 | 1 | 1 |  | #REF! |  | 62127.7948 | 64
2411 | 1213.547 | 102645.506 | 1 | 1 | 40148.68 | 1 | 1 | 1 |  | #REF! |  | 61846.1817 | 57
2412 | 1213.547 | 86187.785 | 1 | 1 | 30610.913 | 1 | 1 | 1 | 15341.482 | 0 |  | 61134.1418 | 54
2413 | 6200.166 | 49225.46 | 1 | 1 | 14651.691 | 1 | 1 | 1 | 32693.3163 | 0 |  | 57005.8325 | 51
2414 | 1762.222 | 68293.79 | 1 | 1 | 20140.669 | 1 | 1 | 1 | 9199.872 | 0 |  | 56588.4648 | 49
2415 | 1032.624 | 99892.89 | 1 | 1 | 17169.886 | 1 | 1 | 1 | 16751.3156 | 0 |  | 58826.8999 | 43
2416 | 1032.624 | 83902.014 | 1 | 1 | 13221.512 | 1 | 1 | 1 | 5620.1255 | 0 |  | 58788.9007 | 46
2417 | 1032.624 | 72156.865 | 1 | 1 | 16942.705 | 1 | 1 | 1 |  | #REF! |  | 59025.5808 | 49
2418 | 1762.222 | 40796.838 | 1 | 1 | 20195.68 | 1 | 1 | 1 |  | #REF! |  | 59238.8696 | 53
2419 | 6139.858 | 28580.779 | 1 | 1 | 19685.203 | 1 | 1 | 1 |  | #REF! |  | 58942.9279 | 66
2420 | 7599.07 | 29941.635 | 1 | 1 | 19762.596 | 1 | 1 | 1 |  | #REF! |  | 60817.8686 | 79
2421 | 1762.222 | 16781.518 | 1 | 1 | 32509.371 | 1 | 1 | 1 |  | #REF! |  | 61455.2871 | 84
2422 | 1762.222 | 16416.921 | 1 | 1 | 2976.671 | 1 | 1 | 1 |  | #REF! |  | 59655.6877 | 92
2423 | 1762.222 | 16032.361 | 1 | 1 | 1663.929 | 1 | 1 | 1 |  | #REF! |  | 58486.1688 | 86
2424 | 1032.624 | 16119.457 | 1 | 1 | 1272.043 | 1 | 1 | 1 |  | #REF! |  | 57232.8899 | 79
2425 | 1032.624 | 16135.907 | 1 | 1 | 563.266 | 1 | 1 | 1 |  | #REF! |  | 55173.2896 | 70
2426 | 1032.624 | 16085.171 | 1 | 1 | 326.969 | 1 | 1 | 1 |  | #REF! |  | 52410.7563 | 63
2427 | 1032.624 | 16094.403 | 1 | 1 | 280.539 | 1 | 1 | 1 |  | #REF! |  | 52394.7146 | 59
2428 | 1032.624 | 16095.326 | 1 | 1 | 281.119 | 1 | 1 | 1 |  | #REF! |  | 51866.0754 | 59
2429 | 1032.624 | 16102.278 | 1 | 1 | 248.8 | 1 | 1 | 1 |  | #REF! |  | 52079.8125 | 60
2430 | 1762.222 | 16108.737 | 1 | 1 | 2520.181 | 1 | 1 | 1 |  | #REF! |  | 52800.7293 | 61
2431 | 6139.858 | 16142.6 | 1 | 1 | 60316.374 | 1 | 1 | 1 |  | #REF! |  | 55478.528 | 85
2432 | 1762.222 | 43264.774 | 1 | 1 | 54950.419 | 1 | 1 | 1 |  | #REF! |  | 57415.3895 | 106
2433 | 1032.624 | 70243.499 | 1 | 1 | 43466.018 | 1 | 1 | 1 |  | #REF! |  | 58146.2433 | 74
2434 | 1153.24 | 85800.935 | 1 | 1 | 29992.057 | 1 | 1 | 1 | 2886.1358 | 0 |  | 60682.9513 | 60
2435 | 1213.547 | 101704.17 | 1 | 1 | 19198.112 | 1 | 1 | 1 | 17195.8886 | 0 |  | 59839.51 | 52
2436 | 1213.547 | 85539.112 | 1 | 1 | 8014.989 | 1 | 1 | 1 | 28751.65 | 0 |  | 59446.1587 | 50
2437 | 6200.166 | 48435.291 | 1 | 1 | 4147.523 | 1 | 1 | 1 | 21944.6629 | 0 |  | 56755.2946 | 49
2438 | 1762.222 | 67852.754 | 1 | 1 | 3687.924 | 1 | 1 | 1 | 36094.5111 | 0 |  | 56442.0318 | 47
2439 | 1032.624 | 99763.153 | 1 | 1 | 2114.365 | 1 | 1 | 1 | 24112.3404 | 0 |  | 58566.2912 | 47
2440 | 1032.624 | 83810.088 | 1 | 1 | 1852.587 | 1 | 1 | 1 | 14526.5185 | 0 |  | 58376.4651 | 48
2441 | 1032.624 | 71901.481 | 1 | 1 | 2114.638 | 1 | 1 | 1 |  | #REF! |  | 58695.2207 | 45
2442 | 1762.222 | 40066.825 | 1 | 1 | 3688.948 | 1 | 1 | 1 |  | #REF! |  | 59427.4657 | 59
2443 | 6139.858 | 28120.053 | 1 | 1 | 5199.938 | 1 | 1 | 1 |  | #REF! |  | 59574.2754 | 77
2444 | 7599.07 | 29388.886 | 1 | 1 | 5267.311 | 1 | 1 | 1 |  | #REF! |  | 60455.9355 | 88
2445 | 1762.222 | 16153.052 | 1 | 1 | 12392.285 | 1 | 1 | 1 |  | #REF! |  | 61138.5271 | 94
2446 | 1762.222 | 15857.083 | 1 | 1 | 2972.893 | 1 | 1 | 1 |  | #REF! |  | 59458.8409 | 98
2447 | 1762.222 | 15593.323 | 1 | 1 | 1661.872 | 1 | 1 | 1 |  | #REF! |  | 58886.8645 | 93
2448 | 1032.624 | 15771.836 | 1 | 1 | 1270.559 | 1 | 1 | 1 |  | #REF! |  | 58051.2023 | 85
2449 | 1032.624 | 15930.839 | 1 | 1 | 544.523 | 1 | 1 | 1 |  | #REF! |  | 55612.4853 | 74
2450 | 1032.624 | 16038.127 | 1 | 1 | 598.849 | 1 | 1 | 1 |  | #REF! |  | 53476.7365 | 68
2451 | 1032.624 | 16197.19 | 1 | 1 | 390.64 | 1 | 1 | 1 |  | #REF! |  | 53218.2739 | 64
2452 | 1032.624 | 16288.1 | 1 | 1 | 247.635 | 1 | 1 | 1 |  | #REF! |  | 53065.3019 | 63
2453 | 1032.624 | 16368.432 | 1 | 1 | 248.642 | 1 | 1 | 1 |  | #REF! |  | 53167.0341 | 66
2454 | 1762.222 | 16416.87 | 1 | 1 | 729.188 | 1 | 1 | 1 |  | #REF! |  | 53638.5833 | 71
2455 | 6139.858 | 16481.859 | 1 | 1 | 67266.943 | 1 | 1 | 1 |  | #REF! |  | 54935.8128 | 87
2456 | 1762.222 | 29643.292 | 1 | 1 | 64142.188 | 1 | 1 | 1 |  | #REF! |  | 56898.9972 | 102
2457 | 1032.624 | 30489.187 | 1 | 1 | 62799.253 | 1 | 1 | 1 |  | #REF! |  | 58636.5313 | 73
2458 | 1153.24 | 31244.906 | 1 | 1 | 55446.734 | 1 | 1 | 1 | 2678.7093 | 0 |  | 59414.4488 | 57
2459 | 1213.547 | 31774.669 | 1 | 1 | 45846.456 | 1 | 1 | 1 | 17288.9983 | 0 |  | 59451.9603 | 55
2460 | 1213.547 | 31188.484 | 1 | 1 | 39058.982 | 1 | 1 | 1 | 25229.7178 | 0 |  | 59099.3192 | 50
2461 | 6200.166 | 29462.868 | 1 | 1 | 28022.525 | 1 | 1 | 1 | 8064.5109 | 0 |  | 56674.4583 | 49
2462 | 1762.222 | 29315.433 | 1 | 1 | 33706.012 | 1 | 1 | 1 | 29014.5132 | 0 |  | 56400.0676 | 48
2463 | 1032.624 | 30073.048 | 1 | 1 | 32521.153 | 1 | 1 | 1 | 7927.2711 | 0 |  | 59424.9372 | 46
2464 | 1032.624 | 29819.985 | 1 | 1 | 35122.864 | 1 | 1 | 1 |  | #REF! |  | 59027.6733 | 45
2465 | 1032.624 | 29539.5 | 1 | 1 | 37915.167 | 1 | 1 | 1 |  | #REF! |  | 59179.1573 | 45
2466 | 1762.222 | 28946.801 | 1 | 1 | 38598.595 | 1 | 1 | 1 |  | #REF! |  | 59380.0178 | 52
2467 | 6139.858 | 29062.96 | 1 | 1 | 34826.048 | 1 | 1 | 1 |  | #REF! |  | 59762.5202 | 66
2468 | 7599.07 | 30510.142 | 1 | 1 | 34106.248 | 1 | 1 | 1 |  | #REF! |  | 60785.9507 | 78
2469 | 1762.222 | 17204.831 | 1 | 1 | 45827.444 | 1 | 1 | 1 |  | #REF! |  | 61033.8273 | 86
2470 | 1762.222 | 16850.115 | 1 | 1 | 2444.132 | 1 | 1 | 1 |  | #REF! |  | 59383.3061 | 92
2471 | 1762.222 | 16491.971 | 1 | 1 | 1994.383 | 1 | 1 | 1 |  | #REF! |  | 58157.6549 | 88
2472 | 1032.624 | 16579.261 | 1 | 1 | 1208.821 | 1 | 1 | 1 |  | #REF! |  | 58086.4615 | 80
2473 | 1032.624 | 16611.814 | 1 | 1 | 722.185 | 1 | 1 | 1 |  | #REF! |  | 55696.8655 | 69
2474 | 1032.624 | 16564.064 | 1 | 1 | 583.687 | 1 | 1 | 1 |  | #REF! |  | 54027.5081 | 63
2475 | 1032.624 | 16584.425 | 1 | 1 | 764.665 | 1 | 1 | 1 |  | #REF! |  | 53726.4644 | 59
2476 | 1032.624 | 16594.894 | 1 | 1 | 1716.372 | 1 | 1 | 1 |  | #REF! |  | 52806.1974 | 58
2477 | 1032.624 | 16593.278 | 1 | 1 | 4793.036 | 1 | 1 | 1 |  | #REF! |  | 52828.3241 | 57
2478 | 1762.222 | 16605.886 | 1 | 1 | 7917.432 | 1 | 1 | 1 |  | #REF! |  | 54388.4321 | 62
2479 | 6139.858 | 16654.676 | 1 | 1 | 83647.899 | 1 | 1 | 1 |  | #REF! |  | 55855.2345 | 82
2480 | 1762.222 | 16792.121 | 1 | 1 | 82409.746 | 1 | 1 | 1 |  | #REF! |  | 56980.089 | 103
2481 | 1032.624 | 17639.648 | 1 | 1 | 75884.528 | 1 | 1 | 1 |  | #REF! |  | 56934.5102 | 73
2482 | 1153.24 | 18509.315 | 1 | 1 | 69053.388 | 1 | 1 | 1 |  | #REF! |  | 58335.8157 | 58
2483 | 1213.547 | 19068.14 | 1 | 1 | 56452.399 | 1 | 1 | 1 |  | #REF! |  | 59159.7398 | 53
2484 | 1213.547 | 18415.326 | 1 | 1 | 43523.089 | 1 | 1 | 1 |  | #REF! |  | 59457.7051 | 51
2485 | 6200.166 | 16565.141 | 1 | 1 | 25642.024 | 1 | 1 | 1 |  | #REF! |  | 57256.5536 | 50
2486 | 1762.222 | 16433.507 | 1 | 1 | 31420.813 | 1 | 1 | 1 |  | #REF! |  | 56898.8896 | 47
2487 | 1032.624 | 17229.471 | 1 | 1 | 31145.592 | 1 | 1 | 1 |  | #REF! |  | 60548.8643 | 48
2488 | 1032.624 | 16870.151 | 1 | 1 | 29377.407 | 1 | 1 | 1 |  | #REF! |  | 60173.2134 | 47
2489 | 1032.624 | 16623.406 | 1 | 1 | 31568.321 | 1 | 1 | 1 |  | #REF! |  | 60357.5264 | 48
2490 | 1762.222 | 15993.713 | 1 | 1 | 31084.083 | 1 | 1 | 1 |  | #REF! |  | 60040.2243 | 56
2491 | 6139.858 | 16083.914 | 1 | 1 | 28432.129 | 1 | 1 | 1 |  | #REF! |  | 59302.8979 | 73
2492 | 7599.07 | 17497.494 | 1 | 1 | 30151.976 | 1 | 1 | 1 |  | #REF! |  | 59748.5276 | 75
2493 | 1762.222 | 17084.407 | 1 | 1 | 42642.248 | 1 | 1 | 1 |  | #REF! |  | 59393.7853 | 79
2494 | 1762.222 | 16753.566 | 1 | 1 | 2322.458 | 1 | 1 | 1 |  | #REF! |  | 58549.0412 | 83
2495 | 1762.222 | 16425.652 | 1 | 1 | 2136.957 | 1 | 1 | 1 |  | #REF! |  | 58049.1578 | 78
2496 | 1032.624 | 16538.613 | 1 | 1 | 1207.368 | 1 | 1 | 1 |  | #REF! |  | 56978.013 | 73
2497 | 1032.624 | 17088.564 | 1 | 1 | 570.326 | 1 | 1 | 1 |  | #REF! |  | 55175.573 | 62
2498 | 1032.624 | 17193.763 | 1 | 1 | 590.477 | 1 | 1 | 1 |  | #REF! |  | 52659.946 | 56
2499 | 1032.624 | 17357.46 | 1 | 1 | 3793.881 | 1 | 1 | 1 |  | #REF! |  | 51313.257 | 54
2500 | 1032.624 | 17430.187 | 1 | 1 | 9970.384 | 1 | 1 | 1 |  | #REF! |  | 51146.2315 | 54
2501 | 1032.624 | 17523.746 | 1 | 1 | 15995.335 | 1 | 1 | 1 |  | #REF! |  | 51633.298 | 50
2502 | 1762.222 | 17599.819 | 1 | 1 | 21896.884 | 1 | 1 | 1 |  | #REF! |  | 51925.1539 | 54
2503 | 6139.858 | 17575.601 | 1 | 1 | 99227.507 | 1 | 1 | 1 |  | #REF! |  | 52836.6761 | 57
2504 | 1762.222 | 47438.367 | 1 | 1 | 92918.953 | 1 | 1 | 1 |  | #REF! |  | 53796.684 | 68
2505 | 1032.624 | 74659.43 | 1 | 1 | 81054.877 | 1 | 1 | 1 |  | #REF! |  | 53723.7075 | 74
2506 | 1153.24 | 90308.03 | 1 | 1 | 67425.109 | 1 | 1 | 1 | 5312.3436 | 0 |  | 53763.7672 | 70
2507 | 1213.547 | 105667.768 | 1 | 1 | 55446.067 | 1 | 1 | 1 | 19202.3141 | 0 |  | 54075.0928 | 68
2508 | 1213.547 | 88984.187 | 1 | 1 | 46740.297 | 1 | 1 | 1 | 35987.7135 | 0 |  | 53827.9443 | 58
2509 | 6200.166 | 51716.311 | 1 | 1 | 30546.782 | 1 | 1 | 1 | 25912.802 | 0 |  | 51838.6773 | 59
2510 | 1762.222 | 70534.061 | 1 | 1 | 34567.795 | 1 | 1 | 1 | 29840.581 | 0 |  | 52282.686 | 51
2511 | 1032.624 | 101857.278 | 1 | 1 | 32109.563 | 1 | 1 | 1 | 16505.5858 | 0 |  | 53125.3153 | 49
2512 | 1032.624 | 85893.726 | 1 | 1 | 31207.031 | 1 | 1 | 1 |  | #REF! |  | 52679.1453 | 47
2513 | 1032.624 | 74104.482 | 1 | 1 | 33691.879 | 1 | 1 | 1 |  | #REF! |  | 52667.6194 | 49
2514 | 1762.222 | 42748.491 | 1 | 1 | 37290.626 | 1 | 1 | 1 |  | #REF! |  | 52252.9551 | 52
2515 | 6139.858 | 29436.122 | 1 | 1 | 35892.803 | 1 | 1 | 1 |  | #REF! |  | 52004.8837 | 59
2516 | 7599.07 | 30964.936 | 1 | 1 | 38811.992 | 1 | 1 | 1 |  | #REF! |  | 52877.2698 | 64
2517 | 1762.222 | 17326.119 | 1 | 1 | 51875.532 | 1 | 1 | 1 |  | #REF! |  | 54284.6402 | 69
2518 | 1762.222 | 17002.146 | 1 | 1 | 2982.402 | 1 | 1 | 1 |  | #REF! |  | 54030.0777 | 72
2519 | 1762.222 | 16668.893 | 1 | 1 | 1667.956 | 1 | 1 | 1 |  | #REF! |  | 53853.6995 | 70
2520 | 1032.624 | 16805.874 | 1 | 1 | 1286.787 | 1 | 1 | 1 |  | #REF! |  | 53547.7582 | 67
2521 | 1032.624 | 16924.818 | 1 | 1 | 873.022 | 1 | 1 | 1 |  | #REF! |  | 52196.0191 | 60
2522 | 1032.624 | 16983.118 | 1 | 1 | 3711.808 | 1 | 1 | 1 |  | #REF! |  | 49051.7341 | 55
2523 | 1032.624 | 17099.255 | 1 | 1 | 10357.271 | 1 | 1 | 1 |  | #REF! |  | 48495.9019 | 55
2524 | 1032.624 | 17183.524 | 1 | 1 | 15570.983 | 1 | 1 | 1 |  | #REF! |  | 48755.2962 | 50
2525 | 1032.624 | 17283.197 | 1 | 1 | 20728.253 | 1 | 1 | 1 |  | #REF! |  | 48725.4976 | 48
2526 | 1762.222 | 17328.85 | 1 | 1 | 25343.352 | 1 | 1 | 1 |  | #REF! |  | 48746.2513 | 50
2527 | 6139.858 | 17389.056 | 1 | 1 | 103190.089 | 1 | 1 | 1 |  | #REF! |  | 48651.6013 | 54
2528 | 1762.222 | 47013.391 | 1 | 1 | 99558.079 | 1 | 1 | 1 |  | #REF! |  | 48696.6071 | 57
2529 | 1032.624 | 74389.175 | 1 | 1 | 91020.976 | 1 | 1 | 1 |  | #REF! |  | 47738.425 | 60
2530 | 1153.24 | 90170.244 | 1 | 1 | 80463.02 | 1 | 1 | 1 | 5648.399 | 0 |  | 47894.9939 | 62
2531 | 1213.547 | 105559.588 | 1 | 1 | 67990.022 | 1 | 1 | 1 | 26956.9535 | 0 |  | 48079.7178 | 62
2532 | 1213.547 | 89038.728 | 1 | 1 | 60423.545 | 1 | 1 | 1 | 34181.9559 | 0 |  | 48016.2274 | 53
2533 | 6200.166 | 51843.043 | 1 | 1 | 44511.992 | 1 | 1 | 1 | 24446.5089 | 0 |  | 48273.6802 | 51
2534 | 1762.222 | 70669.322 | 1 | 1 | 47385.622 | 1 | 1 | 1 | 31872.4614 | 0 |  | 48470.3247 | 46
2535 | 1032.624 | 102056.906 | 1 | 1 | 44387.484 | 1 | 1 | 1 | 22127.0396 | 0 |  | 49064.6602 | 38
2536 | 1032.624 | 86156.902 | 1 | 1 | 43635.487 | 1 | 1 | 1 | 5665.2539 | 0 |  | 49618.626 | 45
2537 | 1032.624 | 74302.669 | 1 | 1 | 44017.703 | 1 | 1 | 1 |  | #REF! |  | 49685.3632 | 38
2538 | 1762.222 | 42805.25 | 1 | 1 | 44732.742 | 1 | 1 | 1 |  | #REF! |  | 50053.7689 | 44
2539 | 6139.858 | 29564.764 | 1 | 1 | 42212.288 | 1 | 1 | 1 |  | #REF! |  | 51141.6104 | 59
2540 | 7599.07 | 31090.925 | 1 | 1 | 44474.083 | 1 | 1 | 1 |  | #REF! |  | 52090.243 | 57
2541 | 1762.222 | 17396.497 | 1 | 1 | 56066.614 | 1 | 1 | 1 |  | #REF! |  | 53334.5278 | 64
2542 | 1762.222 | 17018.604 | 1 | 1 | 2983.078 | 1 | 1 | 1 |  | #REF! |  | 53382.623 | 61
2543 | 1762.222 | 16650.473 | 1 | 1 | 1668.15 | 1 | 1 | 1 |  | #REF! |  | 53171.9267 | 57
2544 | 1032.624 | 16753.587 | 1 | 1 | 1301.597 | 1 | 1 | 1 |  | #REF! |  | 52506.9779 | 55
2545 | 1032.624 | 16845.636 | 1 | 1 | 832.895 | 1 | 1 | 1 |  | #REF! |  | 50030.7508 | 41
2546 | 1032.624 | 16862.585 | 1 | 1 | 1967.339 | 1 | 1 | 1 |  | #REF! |  | 48169.0788 | 41
2547 | 1032.624 | 16933.379 | 1 | 1 | 6524.211 | 1 | 1 | 1 |  | #REF! |  | 48454.3409 | 32
2548 | 1032.624 | 17009.113 | 1 | 1 | 11552.502 | 1 | 1 | 1 |  | #REF! |  | 48922.416 | 34
2549 | 1032.624 | 17082.261 | 1 | 1 | 16115.721 | 1 | 1 | 1 |  | #REF! |  | 49065.3737 | 33
2550 | 1762.222 | 17129.668 | 1 | 1 | 20729.114 | 1 | 1 | 1 |  | #REF! |  | 49405.3221 | 35
2551 | 6139.858 | 17143.239 | 1 | 1 | 97868.394 | 1 | 1 | 1 |  | #REF! |  | 51301.9273 | 51
2552 | 1762.222 | 46251.355 | 1 | 1 | 90218.026 | 1 | 1 | 1 |  | #REF! |  | 54262.5281 | 88
2553 | 1032.624 | 73317.436 | 1 | 1 | 78629.057 | 1 | 1 | 1 |  | #REF! |  | 56440.9827 | 63
2554 | 1153.24 | 88782.143 | 1 | 1 | 65093.887 | 1 | 1 | 1 |  | #REF! |  | 58392.6233 | 50
2555 | 1213.547 | 104187.082 | 1 | 1 | 53626.968 | 1 | 1 | 1 |  | #REF! |  | 60344.2638 | 47
2556 | 1213.547 | 87560.141 | 1 | 1 | 44683.428 | 1 | 1 | 1 |  | #REF! |  | 60843.9034 | 42
2557 | 6200.166 | 50239.523 | 1 | 1 | 26048.873 | 1 | 1 | 1 |  | #REF! |  | 58715.2222 | 49
2558 | 1762.222 | 69168.072 | 1 | 1 | 30177.652 | 1 | 1 | 1 |  | #REF! |  | 58530.5717 | 45
2559 | 1032.624 | 100552.906 | 1 | 1 | 27432.063 | 1 | 1 | 1 |  | #REF! |  | 61075.5152 | 45
2560 | 1032.624 | 84566.234 | 1 | 1 | 24424.644 | 1 | 1 | 1 |  | #REF! |  | 60938.7613 | 45
2561 | 1032.624 | 72831.43 | 1 | 1 | 26266.378 | 1 | 1 | 1 |  | #REF! |  | 61094.213 | 42
2562 | 1762.222 | 41567.659 | 1 | 1 | 30065.425 | 1 | 1 | 1 |  | #REF! |  | 60108.2165 | 47
2563 | 6139.858 | 28958.386 | 1 | 1 | 29097.596 | 1 | 1 | 1 |  | #REF! |  | 59337.4188 | 59
2564 | 7599.07 | 30515.34 | 1 | 1 | 32147.599 | 1 | 1 | 1 |  | #REF! |  | 59490.3633 | 70
2565 | 1762.222 | 17121.946 | 1 | 1 | 45926.824 | 1 | 1 | 1 |  | #REF! |  | 58901.8103 | 78
2566 | 1762.222 | 16785.522 | 1 | 1 | 2980.412 | 1 | 1 | 1 |  | #REF! |  | 57288.5433 | 78
2567 | 1762.222 | 16455.431 | 1 | 1 | 1666.622 | 1 | 1 | 1 |  | #REF! |  | 56963.7756 | 72
2568 | 1032.624 | 16576.455 | 1 | 1 | 1274.541 | 1 | 1 | 1 |  | #REF! |  | 56877.713 | 65
2569 | 1032.624 | 16708.26 | 1 | 1 | 594.457 | 1 | 1 | 1 |  | #REF! |  | 55037.0625 | 53
2570 | 1032.624 | 16837.511 | 1 | 1 | 1129.942 | 1 | 1 | 1 |  | #REF! |  | 52494.5441 | 50
2571 | 1032.624 | 16921.309 | 1 | 1 | 5012.691 | 1 | 1 | 1 |  | #REF! |  | 51990.2824 | 43
2572 | 1032.624 | 17025.324 | 1 | 1 | 11636.683 | 1 | 1 | 1 |  | #REF! |  | 52291.6924 | 41
2573 | 1032.624 | 17124.115 | 1 | 1 | 16852.041 | 1 | 1 | 1 |  | #REF! |  | 52505.2013 | 43
2574 | 1762.222 | 17160.946 | 1 | 1 | 21411.787 | 1 | 1 | 1 |  | #REF! |  | 54892.5501 | 45
2575 | 6139.858 | 17132.094 | 1 | 1 | 97523.152 | 1 | 1 | 1 |  | #REF! |  | 56686.8938 | 67
2576 | 1762.222 | 46298.234 | 1 | 1 | 92907.112 | 1 | 1 | 1 |  | #REF! |  | 57002.954 | 84
2577 | 1032.624 | 73348.807 | 1 | 1 | 80457.731 | 1 | 1 | 1 |  | #REF! |  | 56832.9405 | 65
2578 | 1153.24 | 88864.619 | 1 | 1 | 67213.464 | 1 | 1 | 1 |  | #REF! |  | 58168.9162 | 55
2579 | 1213.547 | 104308.112 | 1 | 1 | 55604.599 | 1 | 1 | 1 |  | #REF! |  | 57946.8888 | 42
2580 | 1213.547 | 87690.467 | 1 | 1 | 46348.022 | 1 | 1 | 1 |  | #REF! |  | 58203.5053 | 43
2581 | 6200.166 | 50475.584 | 1 | 1 | 28910.965 | 1 | 1 | 1 |  | #REF! |  | 56041.5947 | 39
2582 | 1762.222 | 69340.989 | 1 | 1 | 32275.692 | 1 | 1 | 1 |  | #REF! |  | 55471.8194 | 37
2583 | 1032.624 | 100766.076 | 1 | 1 | 30086.406 | 1 | 1 | 1 |  | #REF! |  | 58784.8892 | 37
2584 | 1032.624 | 84846.133 | 1 | 1 | 28504.37 | 1 | 1 | 1 |  | #REF! |  | 59676.0529 | 40
2585 | 1032.624 | 73047.777 | 1 | 1 | 29550.945 | 1 | 1 | 1 |  | #REF! |  | 59748.1291 | 44
2586 | 1762.222 | 41777.754 | 1 | 1 | 33110.474 | 1 | 1 | 1 |  | #REF! |  | 59851.8123 | 50
2587 | 6139.858 | 29068.442 | 1 | 1 | 31360.416 | 1 | 1 | 1 |  | #REF! |  | 58596.643 | 70
2588 | 7599.07 | 30650.973 | 1 | 1 | 35007.906 | 1 | 1 | 1 |  | #REF! |  | 58682.678 | 73
2589 | 1762.222 | 17234.722 | 1 | 1 | 49429.697 | 1 | 1 | 1 |  | #REF! |  | 58498.0751 | 77
2590 | 1762.222 | 16951.613 | 1 | 1 | 2981.804 | 1 | 1 | 1 |  | #REF! |  | 57636.9219 | 85
2591 | 1762.222 | 16661.847 | 1 | 1 | 1667.791 | 1 | 1 | 1 |  | #REF! |  | 57260.6551 | 83
2592 | 1032.624 | 16845.403 | 1 | 1 | 1309.256 | 1 | 1 | 1 |  | #REF! |  | 56398.9719 | 70
2593 | 1032.624 | 17006.831 | 1 | 1 | 1488.558 | 1 | 1 | 1 |  | #REF! |  | 54739.9836 | 59
2594 | 1032.624 | 17127.024 | 1 | 1 | 8537.298 | 1 | 1 | 1 |  | #REF! |  | 52698.7534 | 57
2595 | 1032.624 | 17254.443 | 1 | 1 | 15329.088 | 1 | 1 | 1 |  | #REF! |  | 52363.1981 | 49
2596 | 1032.624 | 17369.766 | 1 | 1 | 21133.757 | 1 | 1 | 1 |  | #REF! |  | 52612.7593 | 51
2597 | 1032.624 | 17488.472 | 1 | 1 | 26657.122 | 1 | 1 | 1 |  | #REF! |  | 52851.7241 | 47
2598 | 1762.222 | 17499.946 | 1 | 1 | 30467.111 | 1 | 1 | 1 |  | #REF! |  | 53964.3058 | 50
2599 | 6139.858 | 17502.885 | 1 | 1 | 106772.2 | 1 | 1 | 1 |  | #REF! |  | 55894.8227 | 73
2600 | 1762.222 | 47000.248 | 1 | 1 | 102769.348 | 1 | 1 | 1 |  | #REF! |  | 56601.2001 | 91
2601 | 1032.624 | 74320.844 | 1 | 1 | 93411.092 | 1 | 1 | 1 |  | #REF! |  | 56094.5198 | 66
2602 | 1153.24 | 89954.12 | 1 | 1 | 80470.735 | 1 | 1 | 1 | 12792.6334 | 0 |  | 58219.9542 | 54
2603 | 1213.547 | 105532.922 | 1 | 1 | 70596.187 | 1 | 1 | 1 | 32453.7365 | 0 |  | 58557.1729 | 41
2604 | 1213.547 | 88988.879 | 1 | 1 | 61455.991 | 1 | 1 | 1 | 39282.3256 | 0 |  | 57872.8628 | 44
2605 | 6200.166 | 51762.724 | 1 | 1 | 44489.506 | 1 | 1 | 1 | 30373.9805 | 0 |  | 54673.1419 | 38
2606 | 1762.222 | 70751.972 | 1 | 1 | 48888.39 | 1 | 1 | 1 | 39480.651 | 0 |  | 54623.3059 | 39
2607 | 1032.624 | 102199.427 | 1 | 1 | 46723.604 | 1 | 1 | 1 | 24370.7338 | 0 |  | 57335.5726 | 38
2608 | 1032.624 | 86296.484 | 1 | 1 | 45832.786 | 1 | 1 | 1 | 12703.6348 | 0 |  | 57683.8955 | 35
2609 | 1032.624 | 74567.121 | 1 | 1 | 47933.083 | 1 | 1 | 1 |  | #REF! |  | 58322.7639 | 36
2610 | 1762.222 | 43261.748 | 1 | 1 | 51338.058 | 1 | 1 | 1 |  | #REF! |  | 58500.81 | 44
2611 | 6139.858 | 29841.633 | 1 | 1 | 48192.641 | 1 | 1 | 1 |  | #REF! |  | 58312.9129 | 58
2612 | 7599.07 | 31335.56 | 1 | 1 | 49861.877 | 1 | 1 | 1 |  | #REF! |  | 59543.6489 | 68
2613 | 1762.222 | 17604.703 | 1 | 1 | 62758.692 | 1 | 1 | 1 |  | #REF! |  | 60550.2896 | 76
2614 | 1762.222 | 17273.687 | 1 | 1 | 2985.359 | 1 | 1 | 1 |  | #REF! |  | 58802.0943 | 82
2615 | 1762.222 | 17007.579 | 1 | 1 | 1719.212 | 1 | 1 | 1 |  | #REF! |  | 58018.6015 | 77
2616 | 1032.624 | 17159.618 | 1 | 1 | 2706.921 | 1 | 1 | 1 |  | #REF! |  | 56870.9617 | 73
2617 | 1032.624 | 17022.477 | 1 | 1 | 6598.792 | 1 | 1 | 1 |  | #REF! |  | 55936.9304 | 62
2618 | 1032.624 | 16981.578 | 1 | 1 | 12669.821 | 1 | 1 | 1 |  | #REF! |  | 53819.0171 | 55
2619 | 1032.624 | 16976.8 | 1 | 1 | 16824.08 | 1 | 1 | 1 |  | #REF! |  | 53341.5807 | 53
2620 | 1032.624 | 16986.832 | 1 | 1 | 20892.659 | 1 | 1 | 1 |  | #REF! |  | 53396.2527 | 51
2621 | 1032.624 | 16994.446 | 1 | 1 | 24583.058 | 1 | 1 | 1 |  | #REF! |  | 53477.7436 | 49
2622 | 1762.222 | 16987.058 | 1 | 1 | 26580.358 | 1 | 1 | 1 |  | #REF! |  | 54215.8437 | 49
2623 | 6139.858 | 16983.114 | 1 | 1 | 99102.852 | 1 | 1 | 1 |  | #REF! |  | 55087.8344 | 69
2624 | 1762.222 | 31400.251 | 1 | 1 | 97067.985 | 1 | 1 | 1 |  | #REF! |  | 55884.1718 | 93
2625 | 1032.624 | 31891.411 | 1 | 1 | 87781.561 | 1 | 1 | 1 |  | #REF! |  | 57930.7095 | 69
2626 | 1153.24 | 32420.938 | 1 | 1 | 76086.511 | 1 | 1 | 1 |  | #REF! |  | 61136.5994 | 54
2627 | 1213.547 | 32780.336 | 1 | 1 | 63869.674 | 1 | 1 | 1 |  | #REF! |  | 61564.2807 | 46
2628 | 1213.547 | 32000.288 | 1 | 1 | 54367.2 | 1 | 1 | 1 |  | #REF! |  | 61610.5528 | 44
2629 | 6200.166 | 29890.432 | 1 | 1 | 33688.443 | 1 | 1 | 1 |  | #REF! |  | 58906.8865 | 47
2630 | 1762.222 | 29538.51 | 1 | 1 | 35556.319 | 1 | 1 | 1 |  | #REF! |  | 58382.6481 | 45
2631 | 1032.624 | 30155.583 | 1 | 1 | 31788.452 | 1 | 1 | 1 |  | #REF! |  | 61629.4804 | 44
2632 | 1032.624 | 29714.096 | 1 | 1 | 28426.901 | 1 | 1 | 1 |  | #REF! |  | 61478.494 | 45
2633 | 1032.624 | 29373.934 | 1 | 1 | 29675.226 | 1 | 1 | 1 |  | #REF! |  | 62195.0749 | 44
2634 | 1762.222 | 28856.749 | 1 | 1 | 32492.249 | 1 | 1 | 1 |  | #REF! |  | 61830.5548 | 53
2635 | 6139.858 | 29105.572 | 1 | 1 | 31432.064 | 1 | 1 | 1 |  | #REF! |  | 60261.1744 | 80
2636 | 7599.07 | 30651.278 | 1 | 1 | 33107.113 | 1 | 1 | 1 |  | #REF! |  | 60689.6174 | 86
2637 | 1762.222 | 17160.095 | 1 | 1 | 44980.405 | 1 | 1 | 1 |  | #REF! |  | 61278.6841 | 87
2638 | 1762.222 | 16800.547 | 1 | 1 | 2443.87 | 1 | 1 | 1 |  | #REF! |  | 59167.9985 | 95
2639 | 1762.222 | 16435.13 | 1 | 1 | 1994.08 | 1 | 1 | 1 |  | #REF! |  | 58564.075 | 82
2640 | 1032.624 | 16515.255 | 1 | 1 | 1208.538 | 1 | 1 | 1 |  | #REF! |  | 57996.0109 | 77
2641 | 1032.624 | 16593.464 | 1 | 1 | 719.659 | 1 | 1 | 1 |  | #REF! |  | 56297.8698 | 64
2642 | 1032.624 | 16618.626 | 1 | 1 | 605.4 | 1 | 1 | 1 |  | #REF! |  | 53279.4377 | 61
2643 | 1032.624 | 16647.949 | 1 | 1 | 1121.24 | 1 | 1 | 1 |  | #REF! |  | 52833.7021 | 55
2644 | 1032.624 | 16698.25 | 1 | 1 | 4355.719 | 1 | 1 | 1 |  | #REF! |  | 52402.5416 | 59
2645 | 1032.624 | 16720.121 | 1 | 1 | 9572.662 | 1 | 1 | 1 |  | #REF! |  | 52752.6887 | 55
2646 | 1762.222 | 16698.926 | 1 | 1 | 11698.304 | 1 | 1 | 1 |  | #REF! |  | 53723.1721 | 58
2647 | 6139.858 | 16676.132 | 1 | 1 | 84649.758 | 1 | 1 | 1 |  | #REF! |  | 55877.914 | 74
2648 | 1762.222 | 16805.822 | 1 | 1 | 82806.076 | 1 | 1 | 1 |  | #REF! |  | 57300.3399 | 92
2649 | 1032.624 | 17579.112 | 1 | 1 | 73594.765 | 1 | 1 | 1 |  | #REF! |  | 58173.969 | 65
2650 | 1153.24 | 18338.058 | 1 | 1 | 62774.889 | 1 | 1 | 1 |  | #REF! |  | 60259.9385 | 48
2651 | 1213.547 | 18946.105 | 1 | 1 | 51841.747 | 1 | 1 | 1 | 11597.2042 | 0 |  | 60044.6866 | 48
2652 | 1213.547 | 18431.605 | 1 | 1 | 44760.069 | 1 | 1 | 1 | 16461.8103 | 0 |  | 59924.1664 | 42
2653 | 6200.166 | 16584.166 | 1 | 1 | 26795.848 | 1 | 1 | 1 | 5232.6352 | 0 |  | 56815.1548 | 36
2654 | 1762.222 | 16470.509 | 1 | 1 | 33472.89 | 1 | 1 | 1 | 10906.02 | 0 |  | 56605.833 | 36
2655 | 1032.624 | 17299.837 | 1 | 1 | 34147.462 | 1 | 1 | 1 | 461.6365 | 0 |  | 59728.437 | 36
2656 | 1032.624 | 16941.477 | 1 | 1 | 31871.029 | 1 | 1 | 1 |  | #REF! |  | 59613.3694 | 36
2657 | 1032.624 | 16644.755 | 1 | 1 | 31783.651 | 1 | 1 | 1 |  | #REF! |  | 60128.5892 | 35
2658 | 1762.222 | 16091.364 | 1 | 1 | 35155.37 | 1 | 1 | 1 |  | #REF! |  | 60244.1446 | 46
2659 | 6139.858 | 16174.924 | 1 | 1 | 31532.161 | 1 | 1 | 1 |  | #REF! |  | 59603.017 | 60
2660 | 7599.07 | 17616.35 | 1 | 1 | 34162.764 | 1 | 1 | 1 |  | #REF! |  | 59988.1674 | 68
2661 | 1762.222 | 17120.131 | 1 | 1 | 44003.18 | 1 | 1 | 1 |  | #REF! |  | 60707.2197 | 70
2662 | 1762.222 | 16733.191 | 1 | 1 | 2322.478 | 1 | 1 | 1 |  | #REF! |  | 59048.6048 | 75
2663 | 1762.222 | 16344.21 | 1 | 1 | 2136.571 | 1 | 1 | 1 |  | #REF! |  | 58651.7502 | 65
2664 | 1032.624 | 16385.885 | 1 | 1 | 1206.765 | 1 | 1 | 1 |  | #REF! |  | 57917.1177 | 62
2665 | 1032.624 | 16821.458 | 1 | 1 | 564.501 | 1 | 1 | 1 |  | #REF! |  | 56495.0869 | 51
2666 | 1032.624 | 16693.888 | 1 | 1 | 328.257 | 1 | 1 | 1 |  | #REF! |  | 54023.5527 | 46
2667 | 1032.624 | 16649.902 | 1 | 1 | 287.082 | 1 | 1 | 1 |  | #REF! |  | 52761.4257 | 42
2668 | 1032.624 | 16616.758 | 1 | 1 | 296.781 | 1 | 1 | 1 |  | #REF! |  | 52585.5699 | 41
2669 | 1032.624 | 16600.064 | 1 | 1 | 301.441 | 1 | 1 | 1 |  | #REF! |  | 52560.6839 | 40
2670 | 1762.222 | 16583.182 | 1 | 1 | 2637.698 | 1 | 1 | 1 |  | #REF! |  | 53246.1821 | 42
2671 | 6139.858 | 16506.121 | 1 | 1 | 71540.062 | 1 | 1 | 1 |  | #REF! |  | 54417.5448 | 47
2672 | 1762.222 | 46595.443 | 1 | 1 | 69491.275 | 1 | 1 | 1 |  | #REF! |  | 53711.9071 | 51
2673 | 1032.624 | 73854.886 | 1 | 1 | 60722.726 | 1 | 1 | 1 |  | #REF! |  | 53386.7215 | 53
2674 | 1153.24 | 89521.859 | 1 | 1 | 50889.746 | 1 | 1 | 1 | 9371.1533 | 0 |  | 54048.3921 | 50
2675 | 1213.547 | 104912.75 | 1 | 1 | 41705.361 | 1 | 1 | 1 | 28301.189 | 0 |  | 54157.2073 | 46
2676 | 1213.547 | 88244.821 | 1 | 1 | 33408.312 | 1 | 1 | 1 | 26688.7491 | 0 |  | 54857.888 | 40
2677 | 6200.166 | 50776.403 | 1 | 1 | 12851.996 | 1 | 1 | 1 | 11765.4564 | 0 |  | 53627.101 | 36
2678 | 1762.222 | 69332.861 | 1 | 1 | 12466.218 | 1 | 1 | 1 | 24153.6101 | 0 |  | 53629.6276 | 34
2679 | 1032.624 | 100561.062 | 1 | 1 | 8228.09 | 1 | 1 | 1 | 13834.278 | 0 |  | 54219.6763 | 29
2680 | 1032.624 | 84548.94 | 1 | 1 | 6923.645 | 1 | 1 | 1 | 5502.0436 | 0 |  | 54188.248 | 29
2681 | 1032.624 | 72581.311 | 1 | 1 | 6657.381 | 1 | 1 | 1 |  | #REF! |  | 53993.0398 | 32
2682 | 1762.222 | 40961.184 | 1 | 1 | 9334.333 | 1 | 1 | 1 |  | #REF! |  | 53848.3987 | 37
2683 | 6139.858 | 28136.914 | 1 | 1 | 7102.615 | 1 | 1 | 1 |  | #REF! |  | 53963.8812 | 51
2684 | 7599.07 | 29632.219 | 1 | 1 | 10234.309 | 1 | 1 | 1 |  | #REF! |  | 55005.0108 | 55
2685 | 1762.222 | 16469.803 | 1 | 1 | 24562.758 | 1 | 1 | 1 |  | #REF! |  | 56274.444 | 64
2686 | 1762.222 | 16126.984 | 1 | 1 | 2974.243 | 1 | 1 | 1 |  | #REF! |  | 56103.7679 | 66
2687 | 1762.222 | 15788.721 | 1 | 1 | 1662.486 | 1 | 1 | 1 |  | #REF! |  | 55950.1255 | 61
2688 | 1032.624 | 15893.705 | 1 | 1 | 1270.862 | 1 | 1 | 1 |  | #REF! |  | 55522.8739 | 56
2689 | 1032.624 | 15999.88 | 1 | 1 | 562.685 | 1 | 1 | 1 |  | #REF! |  | 54574.4661 | 49
2690 | 1032.624 | 16034.227 | 1 | 1 | 326.638 | 1 | 1 | 1 |  | #REF! |  | 51210.4348 | 45
2691 | 1032.624 | 16088.053 | 1 | 1 | 280.216 | 1 | 1 | 1 |  | #REF! |  | 50608.4735 | 41
2692 | 1032.624 | 16135.137 | 1 | 1 | 281.218 | 1 | 1 | 1 |  | #REF! |  | 50204.7025 | 41
2693 | 1032.624 | 16169.916 | 1 | 1 | 249.039 | 1 | 1 | 1 |  | #REF! |  | 50602.6638 | 40
2694 | 1762.222 | 16150.46 | 1 | 1 | 2520.342 | 1 | 1 | 1 |  | #REF! |  | 50815.0158 | 43
2695 | 6139.858 | 16127.362 | 1 | 1 | 59841.613 | 1 | 1 | 1 |  | #REF! |  | 51105.7108 | 44
2696 | 1762.222 | 44082.468 | 1 | 1 | 56968.064 | 1 | 1 | 1 |  | #REF! |  | 50856.2115 | 48
2697 | 1032.624 | 71087.314 | 1 | 1 | 46713.89 | 1 | 1 | 1 |  | #REF! |  | 49716.2344 | 51
2698 | 1153.24 | 86810.114 | 1 | 1 | 38302.938 | 1 | 1 | 1 | 18354.9839 | 0 |  | 50200.8339 | 52
2699 | 1213.547 | 102415.023 | 1 | 1 | 28501.255 | 1 | 1 | 1 | 39109.1321 | 0 |  | 49910.9668 | 48
2700 | 1213.547 | 86139.642 | 1 | 1 | 20607.044 | 1 | 1 | 1 | 49458.3653 | 0 |  | 49847.8659 | 45
2701 | 6200.166 | 49112.307 | 1 | 1 | 4269.767 | 1 | 1 | 1 | 25968.1049 | 0 |  | 49193.9461 | 40
2702 | 1762.222 | 68105.373 | 1 | 1 | 6645.773 | 1 | 1 | 1 | 42325.7896 | 0 |  | 49461.5184 | 37
2703 | 1032.624 | 99820.616 | 1 | 1 | 8347.934 | 1 | 1 | 1 | 36639.4251 | 0 |  | 49566.1224 | 35
2704 | 1032.624 | 83885.416 | 1 | 1 | 7246.895 | 1 | 1 | 1 | 12902.6957 | 0 |  | 49283.4178 | 34
2705 | 1032.624 | 72023 | 1 | 1 | 10147.716 | 1 | 1 | 1 |  | #REF! |  | 49677.2397 | 36
2706 | 1762.222 | 40498.008 | 1 | 1 | 13156.181 | 1 | 1 | 1 |  | #REF! |  | 49868.2955 | 39
2707 | 6139.858 | 28254.899 | 1 | 1 | 9452.324 | 1 | 1 | 1 |  | #REF! |  | 50531.9244 | 53
2708 | 7599.07 | 29691.969 | 1 | 1 | 12438.308 | 1 | 1 | 1 |  | #REF! |  | 52415.5677 | 63
2709 | 1762.222 | 16615.772 | 1 | 1 | 28065.27 | 1 | 1 | 1 |  | #REF! |  | 54571.5929 | 72
2710 | 1762.222 | 16315.451 | 1 | 1 | 2975.741 | 1 | 1 | 1 |  | #REF! |  | 54302.6198 | 73
2711 | 1762.222 | 15994.583 | 1 | 1 | 1663.654 | 1 | 1 | 1 |  | #REF! |  | 54157.8156 | 66
2712 | 1032.624 | 16128.547 | 1 | 1 | 1272.092 | 1 | 1 | 1 |  | #REF! |  | 53381.59 | 55
2713 | 1032.624 | 16228.944 | 1 | 1 | 563.607 | 1 | 1 | 1 |  | #REF! |  | 50907.9628 | 47
2714 | 1032.624 | 16262.627 | 1 | 1 | 327.691 | 1 | 1 | 1 |  | #REF! |  | 49531.3896 | 42
2715 | 1032.624 | 16290.668 | 1 | 1 | 282.669 | 1 | 1 | 1 |  | #REF! |  | 48930.9418 | 37
2716 | 1032.624 | 16336.345 | 1 | 1 | 284.393 | 1 | 1 | 1 |  | #REF! |  | 48067.6835 | 38
2717 | 1032.624 | 16361.262 | 1 | 1 | 274.624 | 1 | 1 | 1 |  | #REF! |  | 48217.3309 | 41
2718 | 1762.222 | 16373.166 | 1 | 1 | 2583.415 | 1 | 1 | 1 |  | #REF! |  | 49816.9949 | 45
2719 | 6139.858 | 16353.572 | 1 | 1 | 72165.599 | 1 | 1 | 1 |  | #REF! |  | 51548.6239 | 64
2720 | 1762.222 | 44534.691 | 1 | 1 | 72966.444 | 1 | 1 | 1 |  | #REF! |  | 55189.7985 | 83
2721 | 1032.624 | 71802.555 | 1 | 1 | 65302.433 | 1 | 1 | 1 |  | #REF! |  | 54827.3844 | 54
2722 | 1153.24 | 87529.581 | 1 | 1 | 54956.527 | 1 | 1 | 1 | 14152.0976 | 0 |  | 58001.7287 | 39
2723 | 1213.547 | 103212.439 | 1 | 1 | 46889.997 | 1 | 1 | 1 | 30932.2317 | 0 |  | 58574.4271 | 40
2724 | 1213.547 | 86434.454 | 1 | 1 | 34067.006 | 1 | 1 | 1 | 35966.1965 | 0 |  | 58477.8061 | 33
2725 | 6200.166 | 49299.836 | 1 | 1 | 15426.373 | 1 | 1 | 1 | 27719.9655 | 0 |  | 55458.204 | 31
2726 | 1762.222 | 68389.87 | 1 | 1 | 21157.405 | 1 | 1 | 1 | 45044.626 | 0 |  | 54980.3299 | 31
2727 | 1032.624 | 99978.03 | 1 | 1 | 19492.021 | 1 | 1 | 1 | 23493.8639 | 0 |  | 58095.6111 | 28
2728 | 1032.624 | 84063.666 | 1 | 1 | 17972.461 | 1 | 1 | 1 | 13920.5727 | 0 |  | 57926.7446 | 28
2729 | 1032.624 | 72490.844 | 1 | 1 | 22938.367 | 1 | 1 | 1 |  | #REF! |  | 58257.7347 | 30
2730 | 1762.222 | 41197.056 | 1 | 1 | 26363.013 | 1 | 1 | 1 |  | #REF! |  | 58738.9759 | 31
2731 | 6139.858 | 28641.376 | 1 | 1 | 22677.77 | 1 | 1 | 1 |  | #REF! |  | 58990.4708 | 46
2732 | 7599.07 | 30049.665 | 1 | 1 | 23800.1 | 1 | 1 | 1 |  | #REF! |  | 59673.5529 | 56
2733 | 1762.222 | 16882.31 | 1 | 1 | 37016.722 | 1 | 1 | 1 |  | #REF! |  | 59978.9265 | 63
2734 | 1762.222 | 16514.238 | 1 | 1 | 2977.679 | 1 | 1 | 1 |  | #REF! |  | 58575.4922 | 66
2735 | 1762.222 | 16160.12 | 1 | 1 | 1664.71 | 1 | 1 | 1 |  | #REF! |  | 57611.3102 | 61
2736 | 1032.624 | 16250.795 | 1 | 1 | 1272.755 | 1 | 1 | 1 |  | #REF! |  | 56651.8312 | 58
2737 | 1032.624 | 16314.303 | 1 | 1 | 563.985 | 1 | 1 | 1 |  | #REF! |  | 54715.5871 | 55
2738 | 1032.624 | 16324.844 | 1 | 1 | 328.047 | 1 | 1 | 1 |  | #REF! |  | 52137.0046 | 50
2739 | 1032.624 | 16343.466 | 1 | 1 | 283.454 | 1 | 1 | 1 |  | #REF! |  | 51682.0146 | 48
2740 | 1032.624 | 16383.125 | 1 | 1 | 300.655 | 1 | 1 | 1 |  | #REF! |  | 51446.2679 | 53
2741 | 1032.624 | 16418.662 | 1 | 1 | 355.424 | 1 | 1 | 1 |  | #REF! |  | 52051.91 | 50
2742 | 1762.222 | 16443.654 | 1 | 1 | 2822.9 | 1 | 1 | 1 |  | #REF! |  | 52927.6689 | 52
2743 | 6139.858 | 16385.039 | 1 | 1 | 73768.531 | 1 | 1 | 1 |  | #REF! |  | 53778.3703 | 65
2744 | 1762.222 | 44434.443 | 1 | 1 | 71022.079 | 1 | 1 | 1 |  | #REF! |  | 55479.8614 | 92
2745 | 1032.624 | 71542.478 | 1 | 1 | 61054.706 | 1 | 1 | 1 |  | #REF! |  | 56904.9296 | 69
2746 | 1153.24 | 87112.431 | 1 | 1 | 48995.265 | 1 | 1 | 1 |  | #REF! |  | 59275.3869 | 49
2747 | 1213.547 | 102599.723 | 1 | 1 | 38294.124 | 1 | 1 | 1 |  | #REF! |  | 59263.527 | 46
2748 | 1213.547 | 86182.67 | 1 | 1 | 28535.766 | 1 | 1 | 1 |  | #REF! |  | 59188.097 | 45
2749 | 6200.166 | 49077.174 | 1 | 1 | 8821.343 | 1 | 1 | 1 |  | #REF! |  | 57011.189 | 41
2750 | 1762.222 | 68055.502 | 1 | 1 | 12607.568 | 1 | 1 | 1 |  | #REF! |  | 56761.9618 | 41
2751 | 1032.624 | 99776.366 | 1 | 1 | 9758.836 | 1 | 1 | 1 |  | #REF! |  | 59660.7866 | 43
2752 | 1032.624 | 83825.052 | 1 | 1 | 8112.918 | 1 | 1 | 1 |  | #REF! |  | 59891.1352 | 44
2753 | 1032.624 | 71928.64 | 1 | 1 | 10007.037 | 1 | 1 | 1 |  | #REF! |  | 60652.6066 | 44
2754 | 1762.222 | 40350.554 | 1 | 1 | 14245.425 | 1 | 1 | 1 |  | #REF! |  | 60153.169 | 50
2755 | 6139.858 | 28265.413 | 1 | 1 | 11690.871 | 1 | 1 | 1 |  | #REF! |  | 59810.0811 | 59
2756 | 7599.07 | 29732.256 | 1 | 1 | 15360.807 | 1 | 1 | 1 |  | #REF! |  | 59174.3403 | 72
2757 | 1762.222 | 16627.553 | 1 | 1 | 29734.058 | 1 | 1 | 1 |  | #REF! |  | 58971.2715 | 79
2758 | 1762.222 | 16299.048 | 1 | 1 | 2975.856 | 1 | 1 | 1 |  | #REF! |  | 57593.0741 | 78
2759 | 1762.222 | 15976.534 | 1 | 1 | 1663.675 | 1 | 1 | 1 |  | #REF! |  | 57264.5093 | 72
2760 | 1032.624 | 16074.921 | 1 | 1 | 1271.923 | 1 | 1 | 1 |  | #REF! |  | 55989.3521 | 69
2761 | 1032.624 | 16149.762 | 1 | 1 | 563.372 | 1 | 1 | 1 |  | #REF! |  | 54612.7679 | 57
2762 | 1032.624 | 16175.9 | 1 | 1 | 327.365 | 1 | 1 | 1 |  | #REF! |  | 51500.8192 | 49
2763 | 1032.624 | 16198.793 | 1 | 1 | 281.732 | 1 | 1 | 1 |  | #REF! |  | 51147.7869 | 45
2764 | 1032.624 | 16235.412 | 1 | 1 | 282.708 | 1 | 1 | 1 |  | #REF! |  | 51147.1208 | 50
2765 | 1032.624 | 16259.248 | 1 | 1 | 250.406 | 1 | 1 | 1 |  | #REF! |  | 51337.6547 | 45
2766 | 1762.222 | 16244.548 | 1 | 1 | 2526.283 | 1 | 1 | 1 |  | #REF! |  | 51896.7891 | 50
2767 | 6139.858 | 16287.879 | 1 | 1 | 68089.981 | 1 | 1 | 1 |  | #REF! |  | 53493.7392 | 67
2768 | 1762.222 | 44229.839 | 1 | 1 | 69958.265 | 1 | 1 | 1 |  | #REF! |  | 55323.1097 | 89
2769 | 1032.624 | 71580.349 | 1 | 1 | 63362.203 | 1 | 1 | 1 |  | #REF! |  | 56598.2158 | 63
2770 | 1153.24 | 87283.215 | 1 | 1 | 52343.396 | 1 | 1 | 1 |  | #REF! |  | 58819.2664 | 52
2771 | 1213.547 | 103378.815 | 1 | 1 | 49494.795 | 1 | 1 | 1 |  | #REF! |  | 58917.1616 | 49
2772 | 1213.547 | 87561.837 | 1 | 1 | 49715.72 | 1 | 1 | 1 | 4070.2482 | 0 |  | 58512.4592 | 42
2773 | 6200.166 | 50082.97 | 1 | 1 | 28521.455 | 1 | 1 | 1 | 18342.6897 | 0 |  | 56032.1632 | 38
2774 | 1762.222 | 68904.682 | 1 | 1 | 30107.558 | 1 | 1 | 1 | 5276.8169 | 0 |  | 55791.3962 | 40
2775 | 1032.624 | 100214.836 | 1 | 1 | 24479.998 | 1 | 1 | 1 |  | #REF! |  | 58084.193 | 39
2776 | 1032.624 | 84625.283 | 1 | 1 | 28738.52 | 1 | 1 | 1 | 3549.6896 | 0 |  | 57859.7654 | 37
2777 | 1032.624 | 72968.568 | 1 | 1 | 31423.588 | 1 | 1 | 1 |  | #REF! |  | 57882.3156 | 41
2778 | 1762.222 | 41345.96 | 1 | 1 | 29252.076 | 1 | 1 | 1 |  | #REF! |  | 58380.6839 | 47
2779 | 6139.858 | 28691.776 | 1 | 1 | 24020.917 | 1 | 1 | 1 |  | #REF! |  | 57720.8522 | 59
2780 | 7599.07 | 30091.363 | 1 | 1 | 24617.383 | 1 | 1 | 1 |  | #REF! |  | 58666.8722 | 71
2781 | 1762.222 | 16881.334 | 1 | 1 | 36788.053 | 1 | 1 | 1 |  | #REF! |  | 59070.3718 | 79
2782 | 1762.222 | 16511.519 | 1 | 1 | 2977.702 | 1 | 1 | 1 |  | #REF! |  | 57905.3601 | 81
2783 | 1762.222 | 16135.172 | 1 | 1 | 1664.594 | 1 | 1 | 1 |  | #REF! |  | 57104.3381 | 77
2784 | 1032.624 | 16207.553 | 1 | 1 | 1272.556 | 1 | 1 | 1 |  | #REF! |  | 56647.2763 | 66
2785 | 1032.624 | 16261.797 | 1 | 1 | 545.766 | 1 | 1 | 1 |  | #REF! |  | 55439.3636 | 57
2786 | 1032.624 | 16249.661 | 1 | 1 | 599.736 | 1 | 1 | 1 |  | #REF! |  | 53305.6793 | 51
2787 | 1032.624 | 16264.372 | 1 | 1 | 391.113 | 1 | 1 | 1 |  | #REF! |  | 52837.2123 | 46
2788 | 1032.624 | 16289.041 | 1 | 1 | 251.271 | 1 | 1 | 1 |  | #REF! |  | 53105.8697 | 47
2789 | 1032.624 | 16308.003 | 1 | 1 | 274.9 | 1 | 1 | 1 |  | #REF! |  | 53178.4477 | 48
2790 | 1762.222 | 16311.342 | 1 | 1 | 778.081 | 1 | 1 | 1 |  | #REF! |  | 53539.2618 | 51
2791 | 6139.858 | 16258.353 | 1 | 1 | 63669.854 | 1 | 1 | 1 |  | #REF! |  | 54599.7152 | 63
2792 | 1762.222 | 29784.614 | 1 | 1 | 63784.296 | 1 | 1 | 1 |  | #REF! |  | 55893.9972 | 86
2793 | 1032.624 | 30364.647 | 1 | 1 | 56620.659 | 1 | 1 | 1 |  | #REF! |  | 56210.7963 | 69
2794 | 1153.24 | 30937.23 | 1 | 1 | 45191.281 | 1 | 1 | 1 | 6967.8171 | 0 |  | 58535.2089 | 53
2795 | 1213.547 | 31454.283 | 1 | 1 | 34508.895 | 1 | 1 | 1 | 29200.2053 | 0 |  | 58128.7963 | 49
2796 | 1213.547 | 30994.824 | 1 | 1 | 26281.429 | 1 | 1 | 1 | 31451.3839 | 0 |  | 58570.6772 | 45
2797 | 6200.166 | 29083.648 | 1 | 1 | 5985.892 | 1 | 1 | 1 | 24174.4571 | 0 |  | 55676.7631 | 45
2798 | 1762.222 | 28900.002 | 1 | 1 | 9367.745 | 1 | 1 | 1 | 39863.9403 | 0 |  | 55287.2767 | 46
2799 | 1032.624 | 29661.326 | 1 | 1 | 7965.256 | 1 | 1 | 1 | 21200.2021 | 0 |  | 57794.9045 | 42
2800 | 1032.624 | 29276.065 | 1 | 1 | 6268.583 | 1 | 1 | 1 | 12482.8221 | 0 |  | 57854.6998 | 41
2801 | 1032.624 | 28899.845 | 1 | 1 | 9385.506 | 1 | 1 | 1 |  | #REF! |  | 58244.7982 | 40
2802 | 1762.222 | 28215.639 | 1 | 1 | 12749.403 | 1 | 1 | 1 |  | #REF! |  | 57940.5089 | 45
2803 | 6139.858 | 28197.409 | 1 | 1 | 10079.657 | 1 | 1 | 1 |  | #REF! |  | 57989.7629 | 60
2804 | 7599.07 | 29661.119 | 1 | 1 | 12516.682 | 1 | 1 | 1 |  | #REF! |  | 58564.4746 | 71
2805 | 1762.222 | 16475.468 | 1 | 1 | 23135.96 | 1 | 1 | 1 |  | #REF! |  | 59015.5077 | 81
2806 | 1762.222 | 16081.334 | 1 | 1 | 2438.138 | 1 | 1 | 1 |  | #REF! |  | 57196.0003 | 83
2807 | 1762.222 | 15679.836 | 1 | 1 | 1988.737 | 1 | 1 | 1 |  | #REF! |  | 56346.0122 | 79
2808 | 1032.624 | 15726.375 | 1 | 1 | 1204.396 | 1 | 1 | 1 |  | #REF! |  | 55851.6032 | 73
2809 | 1032.624 | 15731.179 | 1 | 1 | 713.876 | 1 | 1 | 1 |  | #REF! |  | 54189.4122 | 62
2810 | 1032.624 | 15692.498 | 1 | 1 | 534.953 | 1 | 1 | 1 |  | #REF! |  | 51607.436 | 54
2811 | 1032.624 | 15668.721 | 1 | 1 | 419.813 | 1 | 1 | 1 |  | #REF! |  | 52097.6703 | 51
2812 | 1032.624 | 15657.524 | 1 | 1 | 243.809 | 1 | 1 | 1 |  | #REF! |  | 51294.0117 | 49
2813 | 1032.624 | 15660.165 | 1 | 1 | 243.966 | 1 | 1 | 1 |  | #REF! |  | 51554.0495 | 50
2814 | 1762.222 | 15678.413 | 1 | 1 | 419.971 | 1 | 1 | 1 |  | #REF! |  | 52324.0556 | 50
2815 | 6139.858 | 15726.515 | 1 | 1 | 30041.075 | 1 | 1 | 1 |  | #REF! |  | 53617.3493 | 69
2816 | 1762.222 | 16044.068 | 1 | 1 | 37777.431 | 1 | 1 | 1 |  | #REF! |  | 54427.2819 | 91
2817 | 1032.624 | 17054.066 | 1 | 1 | 38796.682 | 1 | 1 | 1 |  | #REF! |  | 55411.4627 | 65
2818 | 1153.24 | 17986.071 | 1 | 1 | 35920.741 | 1 | 1 | 1 | 13471.5313 | 0 |  | 57790.7566 | 50
2819 | 1213.547 | 18679.56 | 1 | 1 | 29199.367 | 1 | 1 | 1 | 25214.3845 | 0 |  | 57754.1883 | 49
2820 | 1213.547 | 18294.356 | 1 | 1 | 24000.637 | 1 | 1 | 1 | 42794.4856 | 0 |  | 57600.4229 | 44
2821 | 6200.166 | 16386.615 | 1 | 1 | 5591.773 | 1 | 1 | 1 | 28463.6896 | 0 |  | 54616.3553 | 48
2822 | 1762.222 | 16203.155 | 1 | 1 | 12792.318 | 1 | 1 | 1 | 37967.9765 | 0 |  | 54716.487 | 41
2823 | 1032.624 | 16973.565 | 1 | 1 | 14760.292 | 1 | 1 | 1 | 18497.5807 | 0 |  | 56840.8914 | 42
2824 | 1032.624 | 16588.361 | 1 | 1 | 13765.725 | 1 | 1 | 1 | 6090.9586 | 0 |  | 56960.9704 | 44
2825 | 1032.624 | 16221.699 | 1 | 1 | 13747.587 | 1 | 1 | 1 |  | #REF! |  | 57472.2499 | 43
2826 | 1762.222 | 15603.356 | 1 | 1 | 14598.191 | 1 | 1 | 1 |  | #REF! |  | 57698.6356 | 48
2827 | 6139.858 | 15556.453 | 1 | 1 | 5604.784 | 1 | 1 | 1 |  | #REF! |  | 57817.5165 | 63
2828 | 7599.07 | 16939.801 | 1 | 1 | 6457.954 | 1 | 1 | 1 |  | #REF! |  | 58243.8323 | 67
2829 | 1762.222 | 16546.516 | 1 | 1 | 21552.808 | 1 | 1 | 1 |  | #REF! |  | 58722.7616 | 76
2830 | 1762.222 | 16015.35 | 1 | 1 | 2316.324 | 1 | 1 | 1 |  | #REF! |  | 57265.0155 | 76
2831 | 1762.222 | 15517.661 | 1 | 1 | 2129.918 | 1 | 1 | 1 |  | #REF! |  | 56083.9795 | 76
2832 | 1032.624 | 15535.103 | 1 | 1 | 1201.963 | 1 | 1 | 1 |  | #REF! |  | 55554.5023 | 69
2833 | 1032.624 | 15563.226 | 1 | 1 | 560.742 | 1 | 1 | 1 |  | #REF! |  | 53379.1917 | 61
2834 | 1032.624 | 15508.372 | 1 | 1 | 323.971 | 1 | 1 | 1 |  | #REF! |  | 51467.4952 | 53
2835 | 1032.624 | 15532.835 | 1 | 1 | 272.972 | 1 | 1 | 1 |  | #REF! |  | 51336.663 | 52
2836 | 1032.624 | 15543.529 | 1 | 1 | 273.281 | 1 | 1 | 1 |  | #REF! |  | 51322.0698 | 48
2837 | 1032.624 | 15541.459 | 1 | 1 | 243.899 | 1 | 1 | 1 |  | #REF! |  | 51035.9738 | 51
2838 | 1762.222 | 15541.127 | 1 | 1 | 2513.826 | 1 | 1 | 1 |  | #REF! |  | 51495.0629 | 49
2839 | 6139.858 | 15597.357 | 1 | 1 | 23691.521 | 1 | 1 | 1 |  | #REF! |  | 52299.9153 | 55
2840 | 1762.222 | 42500.252 | 1 | 1 | 27153.445 | 1 | 1 | 1 |  | #REF! |  | 52331.1514 | 64
2841 | 1032.624 | 70015.84 | 1 | 1 | 26472.357 | 1 | 1 | 1 |  | #REF! |  | 52103.1543 | 66
2842 | 1153.24 | 85968.23 | 1 | 1 | 20123.807 | 1 | 1 | 1 | 14683.2785 | 0 |  | 52495.9073 | 67
2843 | 1213.547 | 101791.59 | 1 | 1 | 8492.896 | 1 | 1 | 1 | 34523.896 | 0 |  | 52597.6185 | 61
2844 | 1213.547 | 85669.042 | 1 | 1 | 2779.202 | 1 | 1 | 1 | 44499.0455 | 0 |  | 53070.6472 | 54
2845 | 6200.166 | 48811.08 | 1 | 1 | 4147.268 | 1 | 1 | 1 | 22754.3586 | 0 |  | 51107.3192 | 50
2846 | 1762.222 | 67945.139 | 1 | 1 | 3688.549 | 1 | 1 | 1 | 37744.6053 | 0 |  | 51723.7436 | 48
2847 | 1032.624 | 99772.264 | 1 | 1 | 2115.378 | 1 | 1 | 1 | 31942.8649 | 0 |  | 52335.4264 | 42
2848 | 1032.624 | 83821.008 | 1 | 1 | 1853.865 | 1 | 1 | 1 | 17578.4263 | 0 |  | 52029.3123 | 42
2849 | 1032.624 | 71932.751 | 1 | 1 | 2115.934 | 1 | 1 | 1 |  | #REF! |  | 51926.8183 | 43
2850 | 1762.222 | 40286.348 | 1 | 1 | 3692.992 | 1 | 1 | 1 |  | #REF! |  | 51198.9439 | 47
2851 | 6139.858 | 28120.201 | 1 | 1 | 5200.896 | 1 | 1 | 1 |  | #REF! |  | 51703.9028 | 53
2852 | 7599.07 | 29388.842 | 1 | 1 | 5265.817 | 1 | 1 | 1 |  | #REF! |  | 52453.2846 | 59
2853 | 1762.222 | 16153.052 | 1 | 1 | 5431.102 | 1 | 1 | 1 |  | #REF! |  | 53989.9095 | 68
2854 | 1762.222 | 15703.842 | 1 | 1 | 2970.1 | 1 | 1 | 1 |  | #REF! |  | 53412.0269 | 68
2855 | 1762.222 | 15270.071 | 1 | 1 | 1659.632 | 1 | 1 | 1 |  | #REF! |  | 53725.9366 | 65
2856 | 1032.624 | 15350.426 | 1 | 1 | 1268.151 | 1 | 1 | 1 |  | #REF! |  | 52772.1667 | 61
2857 | 1032.624 | 15442.664 | 1 | 1 | 560.437 | 1 | 1 | 1 |  | #REF! |  | 50872.3459 | 49
2858 | 1032.624 | 15452.426 | 1 | 1 | 323.784 | 1 | 1 | 1 |  | #REF! |  | 49864.8945 | 47
2859 | 1032.624 | 15500.218 | 1 | 1 | 272.508 | 1 | 1 | 1 |  | #REF! |  | 49436.9653 | 41
2860 | 1032.624 | 15542.495 | 1 | 1 | 273.051 | 1 | 1 | 1 |  | #REF! |  | 48677.9876 | 47
2861 | 1032.624 | 15560.887 | 1 | 1 | 243.888 | 1 | 1 | 1 |  | #REF! |  | 48599.0241 | 44
2862 | 1762.222 | 15564.886 | 1 | 1 | 2513.995 | 1 | 1 | 1 |  | #REF! |  | 49082.0764 | 43
2863 | 6139.858 | 15564.908 | 1 | 1 | 20520.809 | 1 | 1 | 1 |  | #REF! |  | 49045.0565 | 51
2864 | 1762.222 | 41267.172 | 1 | 1 | 21639.801 | 1 | 1 | 1 |  | #REF! |  | 48992.0093 | 46
2865 | 1032.624 | 68677.192 | 1 | 1 | 14487.195 | 1 | 1 | 1 |  | #REF! |  | 48111.7671 | 59
2866 | 1153.24 | 85029.402 | 1 | 1 | 4738 | 1 | 1 | 1 | 16073.8533 | 0 |  | 47970.8227 | 61
2867 | 1213.547 | 101469.362 | 1 | 1 | 2967.122 | 1 | 1 | 1 | 36996.0179 | 0 |  | 47743.3251 | 61
2868 | 1213.547 | 85511.141 | 1 | 1 | 2769.082 | 1 | 1 | 1 | 47079.9252 | 0 |  | 48173.6409 | 52
2869 | 6200.166 | 48393.148 | 1 | 1 | 4143.264 | 1 | 1 | 1 | 23213.2501 | 0 |  | 47517.2985 | 48
2870 | 1762.222 | 67851.618 | 1 | 1 | 3684.173 | 1 | 1 | 1 | 37548.2315 | 0 |  | 48307.333 | 50
2871 | 1032.624 | 99762.109 | 1 | 1 | 2112.152 | 1 | 1 | 1 | 31759.8737 | 0 |  | 48841.377 | 39
2872 | 1032.624 | 83809.086 | 1 | 1 | 1850.498 | 1 | 1 | 1 | 9894.5259 | 0 |  | 49365.0682 | 43
2873 | 1032.624 | 71900.321 | 1 | 1 | 2112.242 | 1 | 1 | 1 |  | #REF! |  | 49454.1156 | 44
2874 | 1762.222 | 40065.38 | 1 | 1 | 3684.586 | 1 | 1 | 1 |  | #REF! |  | 49192.9938 | 44
2875 | 6139.858 | 28119.127 | 1 | 1 | 5192.831 | 1 | 1 | 1 |  | #REF! |  | 50176.7296 | 56
2876 | 7599.07 | 29388.124 | 1 | 1 | 5259.474 | 1 | 1 | 1 |  | #REF! |  | 50454.4877 | 62
2877 | 1762.222 | 16153.052 | 1 | 1 | 4081.498 | 1 | 1 | 1 |  | #REF! |  | 51813.66 | 63
2878 | 1762.222 | 15703.842 | 1 | 1 | 2967.499 | 1 | 1 | 1 |  | #REF! |  | 51159.9319 | 64
2879 | 1762.222 | 15254.631 | 1 | 1 | 1658.24 | 1 | 1 | 1 |  | #REF! |  | 51949.8614 | 62
2880 | 1032.624 | 15254.631 | 1 | 1 | 1267.317 | 1 | 1 | 1 |  | #REF! |  | 51075.8814 | 54
2881 | 1032.624 | 15254.631 | 1 | 1 | 559.883 | 1 | 1 | 1 |  | #REF! |  | 49420.3011 | 43
2882 | 1032.624 | 15237.763 | 1 | 1 | 323.279 | 1 | 1 | 1 |  | #REF! |  | 48663.199 | 36
2883 | 1032.624 | 15366.925 | 1 | 1 | 271.163 | 1 | 1 | 1 |  | #REF! |  | 48253.1125 | 31
2884 | 1032.624 | 15465.881 | 1 | 1 | 272.053 | 1 | 1 | 1 |  | #REF! |  | 48218.2858 | 32
2885 | 1032.624 | 15553.705 | 1 | 1 | 243.665 | 1 | 1 | 1 |  | #REF! |  | 47927.4523 | 32
2886 | 1762.222 | 15590.236 | 1 | 1 | 2514.429 | 1 | 1 | 1 |  | #REF! |  | 48471.4929 | 36
2887 | 6139.858 | 15617.411 | 1 | 1 | 16222.261 | 1 | 1 | 1 |  | #REF! |  | 49216.3886 | 44
2888 | 1762.222 | 43016.946 | 1 | 1 | 18029.306 | 1 | 1 | 1 |  | #REF! |  | 50078.1266 | 72
2889 | 1032.624 | 71949.953 | 1 | 1 | 11530.415 | 1 | 1 | 1 |  | #REF! |  | 49095.2984 | 59
2890 | 1153.24 | 89777.021 | 1 | 1 | 4540.454 | 1 | 1 | 1 | 13947.0168 | 0 |  | 49497.6783 | 44
2891 | 1213.547 | 107576.069 | 1 | 1 | 2974.035 | 1 | 1 | 1 | 33301.9743 | 0 |  | 49851.1063 | 41
2892 | 1213.547 | 90259.431 | 1 | 1 | 2773.604 | 1 | 1 | 1 | 34786.4729 | 0 |  | 50982.5307 | 37
2893 | 6200.166 | 49074.786 | 1 | 1 | 4148.094 | 1 | 1 | 1 | 24158.4153 | 0 |  | 50453.3002 | 39
2894 | 1762.222 | 71246.4 | 1 | 1 | 3689.746 | 1 | 1 | 1 | 42556.2397 | 0 |  | 49965.0173 | 32
2895 | 1032.624 | 105869.888 | 1 | 1 | 2118.49 | 1 | 1 | 1 | 23981.428 | 0 |  | 51710.4222 | 32
2896 | 1032.624 | 88562.814 | 1 | 1 | 1855.168 | 1 | 1 | 1 | 11590.6933 | 0 |  | 51967.6672 | 35
2897 | 1032.624 | 76644.858 | 1 | 1 | 3893.583 | 1 | 1 | 1 |  | #REF! |  | 52556.833 | 39
2898 | 1762.222 | 42097.506 | 1 | 1 | 3712.648 | 1 | 1 | 1 |  | #REF! |  | 53103.7278 | 47
2899 | 6139.858 | 28119.751 | 1 | 1 | 5201.818 | 1 | 1 | 1 |  | #REF! |  | 52634.985 | 52
2900 | 7599.07 | 29505.93 | 1 | 1 | 5268.439 | 1 | 1 | 1 |  | #REF! |  | 52846.1248 | 60
2901 | 1762.222 | 16378.073 | 1 | 1 | 10735.368 | 1 | 1 | 1 |  | #REF! |  | 54271.5851 | 61
2902 | 1762.222 | 16028.589 | 1 | 1 | 2972.449 | 1 | 1 | 1 |  | #REF! |  | 52813.4989 | 68
2903 | 1762.222 | 15674.688 | 1 | 1 | 1661.261 | 1 | 1 | 1 |  | #REF! |  | 53172.7681 | 57
2904 | 1032.624 | 15772.385 | 1 | 1 | 1269.795 | 1 | 1 | 1 |  | #REF! |  | 52269.8417 | 52
2905 | 1032.624 | 15790.961 | 1 | 1 | 561.509 | 1 | 1 | 1 |  | #REF! |  | 51647.8288 | 39
2906 | 1032.624 | 15756.294 | 1 | 1 | 324.889 | 1 | 1 | 1 |  | #REF! |  | 48969.9214 | 37
2907 | 1032.624 | 15762.103 | 1 | 1 | 274.959 | 1 | 1 | 1 |  | #REF! |  | 48526.8054 | 31
2908 | 1032.624 | 15782.763 | 1 | 1 | 275.544 | 1 | 1 | 1 |  | #REF! |  | 48015.7344 | 31
2909 | 1032.624 | 15793.146 | 1 | 1 | 245.478 | 1 | 1 | 1 |  | #REF! |  | 48723.7967 | 30
2910 | 1762.222 | 15788.97 | 1 | 1 | 2516.188 | 1 | 1 | 1 |  | #REF! |  | 49804.7376 | 35
2911 | 6139.858 | 15770.655 | 1 | 1 | 31540.417 | 1 | 1 | 1 |  | #REF! |  | 50714.4391 | 49
2912 | 1762.222 | 43481.555 | 1 | 1 | 31749.96 | 1 | 1 | 1 |  | #REF! |  | 51947.4828 | 80
2913 | 1032.624 | 72325.962 | 1 | 1 | 25210.061 | 1 | 1 | 1 |  | #REF! |  | 52994.88 | 56
2914 | 1153.24 | 89873.391 | 1 | 1 | 15682.909 | 1 | 1 | 1 |  | #REF! |  | 55788.1389 | 45
2915 | 1213.547 | 107576.279 | 1 | 1 | 7199.612 | 1 | 1 | 1 | 7331.5911 | 0 |  | 56396.4119 | 39
2916 | 1213.547 | 90259.373 | 1 | 1 | 2816.226 | 1 | 1 | 1 | 19704.5498 | 0 |  | 56587.4606 | 37
2917 | 6200.166 | 49074.568 | 1 | 1 | 4147.075 | 1 | 1 | 1 |  | #REF! |  | 54635.425 | 40
2918 | 1762.222 | 71245.908 | 1 | 1 | 3687.668 | 1 | 1 | 1 | 17529.9133 | 0 |  | 54905.5706 | 38
2919 | 1032.624 | 105869.151 | 1 | 1 | 2114.4 | 1 | 1 | 1 |  | #REF! |  | 56552.8288 | 34
2920 | 1032.624 | 88562.112 | 1 | 1 | 1852.572 | 1 | 1 | 1 |  | #REF! |  | 56961.7117 | 35
2921 | 1032.624 | 76643.795 | 1 | 1 | 2114.655 | 1 | 1 | 1 |  | #REF! |  | 57646.047 | 35
2922 | 1762.222 | 42096.747 | 1 | 1 | 3688.346 | 1 | 1 | 1 |  | #REF! |  | 57713.2982 | 42
2923 | 6139.858 | 28119.399 | 1 | 1 | 5198.405 | 1 | 1 | 1 |  | #REF! |  | 57007.4223 | 49
2924 | 7599.07 | 29388.331 | 1 | 1 | 5264.97 | 1 | 1 | 1 |  | #REF! |  | 57024.0222 | 52
2925 | 1762.222 | 16153.052 | 1 | 1 | 4125.942 | 1 | 1 | 1 |  | #REF! |  | 57354.7286 | 55
2926 | 1762.222 | 15703.842 | 1 | 1 | 2970.179 | 1 | 1 | 1 |  | #REF! |  | 55693.704 | 58
2927 | 1762.222 | 15263.491 | 1 | 1 | 1659.781 | 1 | 1 | 1 |  | #REF! |  | 54862.0795 | 53
2928 | 1032.624 | 15382.3 | 1 | 1 | 1268.413 | 1 | 1 | 1 |  | #REF! |  | 53694.7269 | 46
2929 | 1032.624 | 15484.111 | 1 | 1 | 560.623 | 1 | 1 | 1 |  | #REF! |  | 52736.7045 | 42
2930 | 1032.624 | 15517.316 | 1 | 1 | 324.003 | 1 | 1 | 1 |  | #REF! |  | 50624.5076 | 37
2931 | 1032.624 | 15580.92 | 1 | 1 | 273.013 | 1 | 1 | 1 |  | #REF! |  | 50662.3168 | 33
2932 | 1032.624 | 15627.822 | 1 | 1 | 273.651 | 1 | 1 | 1 |  | #REF! |  | 51202.0859 | 27
2933 | 1032.624 | 15660.598 | 1 | 1 | 244.392 | 1 | 1 | 1 |  | #REF! |  | 50025.9867 | 30
2934 | 1762.222 | 15677.932 | 1 | 1 | 2514.981 | 1 | 1 | 1 |  | #REF! |  | 50117.4344 | 34
2935 | 6139.858 | 15653.165 | 1 | 1 | 22929.019 | 1 | 1 | 1 |  | #REF! |  | 50831.1847 | 35
2936 | 1762.222 | 42931.763 | 1 | 1 | 22518.415 | 1 | 1 | 1 |  | #REF! |  | 50917.1632 | 46
2937 | 1032.624 | 71845.842 | 1 | 1 | 13988.168 | 1 | 1 | 1 |  | #REF! |  | 50610.2978 | 49
2938 | 1153.24 | 89773.184 | 1 | 1 | 4590.115 | 1 | 1 | 1 | 12902.7562 | 0 |  | 52323.0607 | 54
2939 | 1213.547 | 107575.546 | 1 | 1 | 2970.014 | 1 | 1 | 1 | 23761.7165 | 0 |  | 52939.2335 | 53
2940 | 1213.547 | 90258.587 | 1 | 1 | 2769.535 | 1 | 1 | 1 | 37584.9292 | 0 |  | 53790.0378 | 40
2941 | 6200.166 | 49073.832 | 1 | 1 | 4143.752 | 1 | 1 | 1 | 21534.3226 | 0 |  | 52673.3442 | 45
2942 | 1762.222 | 71245.147 | 1 | 1 | 3684.743 | 1 | 1 | 1 | 32628.3594 | 0 |  | 53220.9192 | 34
2943 | 1032.624 | 105868.341 | 1 | 1 | 2112.506 | 1 | 1 | 1 | 25054.4974 | 0 |  | 54129.9218 | 35
2944 | 1032.624 | 88561.363 | 1 | 1 | 1850.871 | 1 | 1 | 1 | 10824.0868 | 0 |  | 53840.0979 | 42
2945 | 1032.624 | 76642.941 | 1 | 1 | 2112.54 | 1 | 1 | 1 |  | #REF! |  | 54160.6504 | 38
2946 | 1762.222 | 42095.84 | 1 | 1 | 3685.055 | 1 | 1 | 1 |  | #REF! |  | 53599.6155 | 47
2947 | 6139.858 | 28118.882 | 1 | 1 | 5193.791 | 1 | 1 | 1 |  | #REF! |  | 52799.1305 | 48
2948 | 7599.07 | 29387.979 | 1 | 1 | 5261.019 | 1 | 1 | 1 |  | #REF! |  | 52825.3037 | 54
2949 | 1762.222 | 16153.052 | 1 | 1 | 4082.642 | 1 | 1 | 1 |  | #REF! |  | 54362.835 | 55
2950 | 1762.222 | 15703.842 | 1 | 1 | 2968.3 | 1 | 1 | 1 |  | #REF! |  | 53510.9604 | 57
2951 | 1762.222 | 15254.631 | 1 | 1 | 1658.642 | 1 | 1 | 1 |  | #REF! |  | 53168.2905 | 51
2952 | 1032.624 | 15254.631 | 1 | 1 | 1267.615 | 1 | 1 | 1 |  | #REF! |  | 52146.8926 | 36
2953 | 1032.624 | 15254.631 | 1 | 1 | 541.95 | 1 | 1 | 1 |  | #REF! |  | 50379.9865 | 37
2954 | 1032.624 | 15274.751 | 1 | 1 | 595.878 | 1 | 1 | 1 |  | #REF! |  | 49463.5819 | 30
2955 | 1032.624 | 15358.27 | 1 | 1 | 386.947 | 1 | 1 | 1 |  | #REF! |  | 49380.094 | 23
2956 | 1032.624 | 15440.218 | 1 | 1 | 240.269 | 1 | 1 | 1 |  | #REF! |  | 49245.9814 | 29
2957 | 1032.624 | 15498.17 | 1 | 1 | 240.608 | 1 | 1 | 1 |  | #REF! |  | 49575.3464 | 24
2958 | 1762.222 | 15520.241 | 1 | 1 | 705.064 | 1 | 1 | 1 |  | #REF! |  | 50221.2139 | 29
2959 | 6139.858 | 15523.971 | 1 | 1 | 5645.379 | 1 | 1 | 1 |  | #REF! |  | 51004.2178 | 36
2960 | 1762.222 | 28391.129 | 1 | 1 | 8341.694 | 1 | 1 | 1 |  | #REF! |  | 51756.9303 | 53
2961 | 1032.624 | 29359.508 | 1 | 1 | 6078.389 | 1 | 1 | 1 |  | #REF! |  | 52310.5774 | 51
2962 | 1153.24 | 30479.696 | 1 | 1 | 5076.287 | 1 | 1 | 1 | 4521.8563 | 0 |  | 52884.2816 | 42
2963 | 1213.547 | 31366.349 | 1 | 1 | 4566.875 | 1 | 1 | 1 | 16670.386 | 0 |  | 53321.2687 | 45
2964 | 1213.547 | 30989.574 | 1 | 1 | 4902.007 | 1 | 1 | 1 | 68.6479 | 0 |  | 53956.9975 | 41
2965 | 6200.166 | 29081.647 | 1 | 1 | 4954.846 | 1 | 1 | 1 | 15540.4502 | 0 |  | 52505.132 | 43
2966 | 1762.222 | 28898.009 | 1 | 1 | 3943.711 | 1 | 1 | 1 | 16564.5018 | 0 |  | 52348.148 | 40
2967 | 1032.624 | 29659.768 | 1 | 1 | 3157.463 | 1 | 1 | 1 |  | #REF! |  | 55244.2477 | 38
2968 | 1032.624 | 29274.501 | 1 | 1 | 2484.085 | 1 | 1 | 1 |  | #REF! |  | 55685.7237 | 39
2969 | 1032.624 | 28897.806 | 1 | 1 | 3157.361 | 1 | 1 | 1 |  | #REF! |  | 55719.1923 | 37
2970 | 1762.222 | 28212.501 | 1 | 1 | 4056.09 | 1 | 1 | 1 |  | #REF! |  | 56016.9314 | 37
2971 | 6139.858 | 28118.561 | 1 | 1 | 5629.223 | 1 | 1 | 1 |  | #REF! |  | 55166.1025 | 45
2972 | 7599.07 | 29387.708 | 1 | 1 | 4450.839 | 1 | 1 | 1 |  | #REF! |  | 55428.1898 | 45
2973 | 1762.222 | 16153.052 | 1 | 1 | 2487.297 | 1 | 1 | 1 |  | #REF! |  | 55702.3049 | 46
2974 | 1762.222 | 15703.842 | 1 | 1 | 2431.976 | 1 | 1 | 1 |  | #REF! |  | 54335.4534 | 49
2975 | 1762.222 | 15254.631 | 1 | 1 | 1983.886 | 1 | 1 | 1 |  | #REF! |  | 53612.5111 | 44
2976 | 1032.624 | 15254.631 | 1 | 1 | 1201.202 | 1 | 1 | 1 |  | #REF! |  | 52639.7543 | 43
2977 | 1032.624 | 15254.631 | 1 | 1 | 711.434 | 1 | 1 | 1 |  | #REF! |  | 51183.9409 | 36
2978 | 1032.624 | 15187.613 | 1 | 1 | 532.723 | 1 | 1 | 1 |  | #REF! |  | 50096.9935 | 30
2979 | 1032.624 | 15208.954 | 1 | 1 | 417.627 | 1 | 1 | 1 |  | #REF! |  | 50351.7601 | 29
2980 | 1032.624 | 15313.281 | 1 | 1 | 239.797 | 1 | 1 | 1 |  | #REF! |  | 50213.6601 | 24
2981 | 1032.624 | 15375.555 | 1 | 1 | 240.081 | 1 | 1 | 1 |  | #REF! |  | 50287.3648 | 25
2982 | 1762.222 | 15418.013 | 1 | 1 | 418.073 | 1 | 1 | 1 |  | #REF! |  | 49925.0942 | 27
2983 | 6139.858 | 15444.424 | 1 | 1 | 1274.426 | 1 | 1 | 1 |  | #REF! |  | 49900.9397 | 28
2984 | 1762.222 | 15674.337 | 1 | 1 | 2663.835 | 1 | 1 | 1 |  | #REF! |  | 49375.6417 | 46
2985 | 1032.624 | 16672.301 | 1 | 1 | 4070.32 | 1 | 1 | 1 |  | #REF! |  | 48417.1749 | 53
2986 | 1153.24 | 17792.711 | 1 | 1 | 5353.916 | 1 | 1 | 1 |  | #REF! |  | 49867.1855 | 56
2987 | 1213.547 | 18679.56 | 1 | 1 | 5910.81 | 1 | 1 | 1 |  | #REF! |  | 50846.5061 | 52
2988 | 1213.547 | 18294.356 | 1 | 1 | 6219.003 | 1 | 1 | 1 |  | #REF! |  | 50911.6239 | 53
2989 | 6200.166 | 16386.615 | 1 | 1 | 5346.788 | 1 | 1 | 1 |  | #REF! |  | 50675.2775 | 46
2990 | 1762.222 | 16203.155 | 1 | 1 | 4602.993 | 1 | 1 | 1 |  | #REF! |  | 51527.3789 | 46
2991 | 1032.624 | 16973.565 | 1 | 1 | 3610.381 | 1 | 1 | 1 |  | #REF! |  | 52699.7536 | 44
2992 | 1032.624 | 16588.361 | 1 | 1 | 3176.211 | 1 | 1 | 1 |  | #REF! |  | 52818.5843 | 38
2993 | 1032.624 | 16203.155 | 1 | 1 | 1814.479 | 1 | 1 | 1 |  | #REF! |  | 52778.3409 | 43
2994 | 1762.222 | 15499.763 | 1 | 1 | 3425.01 | 1 | 1 | 1 |  | #REF! |  | 52741.679 | 45
2995 | 6139.858 | 15423.694 | 1 | 1 | 4479.54 | 1 | 1 | 1 |  | #REF! |  | 52488.6937 | 47
2996 | 7599.07 | 16701.288 | 1 | 1 | 4852.74 | 1 | 1 | 1 |  | #REF! |  | 53070.5136 | 50
2997 | 1762.222 | 16153.052 | 1 | 1 | 2497.392 | 1 | 1 | 1 |  | #REF! |  | 54162.4626 | 51
2998 | 1762.222 | 15703.842 | 1 | 1 | 2312.259 | 1 | 1 | 1 |  | #REF! |  | 53252.0623 | 52
2999 | 1762.222 | 15254.631 | 1 | 1 | 2126.975 | 1 | 1 | 1 |  | #REF! |  | 52197.7817 | 49
3000 | 1032.624 | 15254.631 | 1 | 1 | 1200.275 | 1 | 1 | 1 |  | #REF! |  | 51246.1243 | 44
3001 | 1032.624 | 15254.631 | 1 | 1 | 559.384 | 1 | 1 | 1 |  | #REF! |  | 49505.8131 | 37
3002 | 1032.624 | 15253.125 | 1 | 1 | 322.407 | 1 | 1 | 1 |  | #REF! |  | 47134.1088 | 35
3003 | 1032.624 | 15321.87 | 1 | 1 | 268.111 | 1 | 1 | 1 |  | #REF! |  | 47712.5854 | 31
3004 | 1032.624 | 15390.866 | 1 | 1 | 268.704 | 1 | 1 | 1 |  | #REF! |  | 47717.6204 | 28
3005 | 1032.624 | 15438.192 | 1 | 1 | 241.58 | 1 | 1 | 1 |  | #REF! |  | 47404.362 | 27
3006 | 1762.222 | 15468.807 | 1 | 1 | 2512.272 | 1 | 1 | 1 |  | #REF! |  | 47597.8304 | 31
3007 | 6139.858 | 15476.675 | 1 | 1 | 6604.49 | 1 | 1 | 1 |  | #REF! |  | 47610.0034 | 34
3008 | 1762.222 | 42657.604 | 1 | 1 | 5433.631 | 1 | 1 | 1 |  | #REF! |  | 47632.395 | 41
3009 | 1032.624 | 71788.9 | 1 | 1 | 4429.478 | 1 | 1 | 1 |  | #REF! |  | 47770.4946 | 48
3010 | 1153.24 | 89772.85 | 1 | 1 | 3360.904 | 1 | 1 | 1 | 13943.2954 | 0 |  | 48047.0115 | 51
3011 | 1213.547 | 107575.298 | 1 | 1 | 2966.105 | 1 | 1 | 1 | 34590.5014 | 0 |  | 48619.1848 | 48
3012 | 1213.547 | 90258.363 | 1 | 1 | 2768.356 | 1 | 1 | 1 | 36120.0478 | 0 |  | 48907.2618 | 53
3013 | 6200.166 | 49073.717 | 1 | 1 | 4142.5 | 1 | 1 | 1 | 21524.0837 | 0 |  | 48345.2538 | 43
3014 | 1762.222 | 71245.034 | 1 | 1 | 3683.686 | 1 | 1 | 1 | 43844.3855 | 0 |  | 48282.3918 | 42
3015 | 1032.624 | 105868.266 | 1 | 1 | 2111.989 | 1 | 1 | 1 | 27885.1931 | 0 |  | 48727.0891 | 45
3016 | 1032.624 | 88561.291 | 1 | 1 | 1850.38 | 1 | 1 | 1 | 17491.2046 | 0 |  | 49236.8704 | 43
3017 | 1032.624 | 76642.904 | 1 | 1 | 2112.107 | 1 | 1 | 1 |  | #REF! |  | 48906.1517 | 43
3018 | 1762.222 | 42095.753 | 1 | 1 | 3684.268 | 1 | 1 | 1 |  | #REF! |  | 50121.7101 | 36
3019 | 6139.858 | 28118.801 | 1 | 1 | 5192.228 | 1 | 1 | 1 |  | #REF! |  | 50331.226 | 48
3020 | 7599.07 | 29387.872 | 1 | 1 | 5258.792 | 1 | 1 | 1 |  | #REF! |  | 51390.4626 | 40
3021 | 1762.222 | 16153.052 | 1 | 1 | 4081.311 | 1 | 1 | 1 |  | #REF! |  | 52753.5949 | 52
3022 | 1762.222 | 15703.842 | 1 | 1 | 2966.777 | 1 | 1 | 1 |  | #REF! |  | 52540.1443 | 55
3023 | 1762.222 | 15254.631 | 1 | 1 | 1657.75 | 1 | 1 | 1 |  | #REF! |  | 52345.0679 | 46
3024 | 1032.624 | 15254.631 | 1 | 1 | 1266.803 | 1 | 1 | 1 |  | #REF! |  | 51212.5727 | 48
3025 | 1032.624 | 15254.631 | 1 | 1 | 559.26 | 1 | 1 | 1 |  | #REF! |  | 49805.3833 | 38
3026 | 1032.624 | 15241.413 | 1 | 1 | 322.278 | 1 | 1 | 1 |  | #REF! |  | 48041.597 | 29
3027 | 1032.624 | 15335.086 | 1 | 1 | 267.918 | 1 | 1 | 1 |  | #REF! |  | 47903.764 | 30
3028 | 1032.624 | 15404.024 | 1 | 1 | 268.529 | 1 | 1 | 1 |  | #REF! |  | 46930.5599 | 29
3029 | 1032.624 | 15464.58 | 1 | 1 | 241.585 | 1 | 1 | 1 |  | #REF! |  | 46197.9671 | 30
3030 | 1762.222 | 15490.811 | 1 | 1 | 2512.331 | 1 | 1 | 1 |  | #REF! |  | 47772.5171 | 32
3031 | 6139.858 | 15490.902 | 1 | 1 | 6603.614 | 1 | 1 | 1 |  | #REF! |  | 47588.5662 | 38
3032 | 1762.222 | 42471.907 | 1 | 1 | 5386.597 | 1 | 1 | 1 |  | #REF! |  | 47203.2292 | 39
3033 | 1032.624 | 71732.611 | 1 | 1 | 4413.323 | 1 | 1 | 1 |  | #REF! |  | 46772.9298 | 48
3034 | 1153.24 | 89772.459 | 1 | 1 | 3360.15 | 1 | 1 | 1 | 21251.858 | 0 |  | 47016.5494 | 47
3035 | 1213.547 | 107574.826 | 1 | 1 | 2965.064 | 1 | 1 | 1 | 35811.6035 | 0 |  | 47758.0952 | 53
3036 | 1213.547 | 90257.861 | 1 | 1 | 2767.288 | 1 | 1 | 1 | 51312.0961 | 0 |  | 48453.3092 | 44
3037 | 6200.166 | 49073.206 | 1 | 1 | 4140.631 | 1 | 1 | 1 | 29075.7771 | 0 |  | 47968.1039 | 44
3038 | 1762.222 | 71244.464 | 1 | 1 | 3681.836 | 1 | 1 | 1 | 52671.5406 | 0 |  | 47874.4379 | 40
3039 | 1032.624 | 105867.638 | 1 | 1 | 2110.709 | 1 | 1 | 1 | 35735.1203 | 0 |  | 47772.6205 | 46
3040 | 1032.624 | 88560.731 | 1 | 1 | 1849.245 | 1 | 1 | 1 | 22683.7119 | 0 |  | 47829.5427 | 39
3041 | 1032.624 | 76642.3 | 1 | 1 | 2110.837 | 1 | 1 | 1 |  | #REF! |  | 48863.3107 | 44
3042 | 1762.222 | 42095.089 | 1 | 1 | 3682.293 | 1 | 1 | 1 |  | #REF! |  | 48916.6496 | 46
3043 | 6139.858 | 28118.465 | 1 | 1 | 5189.94 | 1 | 1 | 1 |  | #REF! |  | 50321.1469 | 47
3044 | 7599.07 | 29387.641 | 1 | 1 | 5256.891 | 1 | 1 | 1 |  | #REF! |  | 51600.9556 | 51
3045 | 1762.222 | 16153.052 | 1 | 1 | 4079.086 | 1 | 1 | 1 |  | #REF! |  | 53969.5941 | 54
3046 | 1762.222 | 15703.842 | 1 | 1 | 2965.514 | 1 | 1 | 1 |  | #REF! |  | 53151.5436 | 59
3047 | 1762.222 | 15254.631 | 1 | 1 | 1656.812 | 1 | 1 | 1 |  | #REF! |  | 52564.2938 | 52
3048 | 1032.624 | 15254.631 | 1 | 1 | 1266.012 | 1 | 1 | 1 |  | #REF! |  | 51843.1387 | 43
3049 | 1032.624 | 15254.631 | 1 | 1 | 558.591 | 1 | 1 | 1 |  | #REF! |  | 48701.3398 | 40
3050 | 1032.624 | 15187.613 | 1 | 1 | 321.306 | 1 | 1 | 1 |  | #REF! |  | 48522.4769 | 32
3051 | 1032.624 | 15187.613 | 1 | 1 | 265.119 | 1 | 1 | 1 |  | #REF! |  | 47602.0181 | 25
3052 | 1032.624 | 15187.613 | 1 | 1 | 265.585 | 1 | 1 | 1 |  | #REF! |  | 47626.8114 | 30
3053 | 1032.624 | 15187.613 | 1 | 1 | 239.715 | 1 | 1 | 1 |  | #REF! |  | 47766.0444 | 26
3054 | 1762.222 | 15233.382 | 1 | 1 | 2510.16 | 1 | 1 | 1 |  | #REF! |  | 48093.1321 | 30
3055 | 6139.858 | 15289.651 | 1 | 1 | 6578.533 | 1 | 1 | 1 |  | #REF! |  | 49851.65 | 47
3056 | 1762.222 | 42256.434 | 1 | 1 | 5329.828 | 1 | 1 | 1 |  | #REF! |  | 51431.6514 | 68
3057 | 1032.624 | 71706.168 | 1 | 1 | 4409.215 | 1 | 1 | 1 |  | #REF! |  | 54283.4292 | 56
3058 | 1153.24 | 89771.857 | 1 | 1 | 3358.096 | 1 | 1 | 1 |  | #REF! |  | 56131.681 | 40
3059 | 1213.547 | 107574.275 | 1 | 1 | 2963.45 | 1 | 1 | 1 |  | #REF! |  | 57332.5129 | 40
3060 | 1213.547 | 90257.201 | 1 | 1 | 2765.483 | 1 | 1 | 1 |  | #REF! |  | 58379.4866 | 36
3061 | 6200.166 | 49072.645 | 1 | 1 | 4138.128 | 1 | 1 | 1 |  | #REF! |  | 56318.3984 | 34
3062 | 1762.222 | 71243.833 | 1 | 1 | 3679.378 | 1 | 1 | 1 |  | #REF! |  | 56363.3739 | 35
3063 | 1032.624 | 105866.923 | 1 | 1 | 2108.966 | 1 | 1 | 1 |  | #REF! |  | 59025.7455 | 34
3064 | 1032.624 | 88560.051 | 1 | 1 | 1847.628 | 1 | 1 | 1 |  | #REF! |  | 59737.3718 | 32
3065 | 1032.624 | 76641.65 | 1 | 1 | 2109.243 | 1 | 1 | 1 |  | #REF! |  | 59562.9969 | 32
3066 | 1762.222 | 42094.293 | 1 | 1 | 3679.442 | 1 | 1 | 1 |  | #REF! |  | 59568.2387 | 34
3067 | 6139.858 | 28118.014 | 1 | 1 | 5185.819 | 1 | 1 | 1 |  | #REF! |  | 59004.3065 | 41
3068 | 7599.07 | 29387.263 | 1 | 1 | 5252.43 | 1 | 1 | 1 |  | #REF! |  | 58733.6061 | 48
3069 | 1762.222 | 16153.052 | 1 | 1 | 4075.791 | 1 | 1 | 1 |  | #REF! |  | 58919.7631 | 53
3070 | 1762.222 | 15703.842 | 1 | 1 | 2962.977 | 1 | 1 | 1 |  | #REF! |  | 57552.9581 | 57
3071 | 1762.222 | 15254.631 | 1 | 1 | 1655.247 | 1 | 1 | 1 |  | #REF! |  | 55930.3096 | 50
3072 | 1032.624 | 15254.631 | 1 | 1 | 1264.677 | 1 | 1 | 1 |  | #REF! |  | 54947.5559 | 47
3073 | 1032.624 | 15254.631 | 1 | 1 | 557.635 | 1 | 1 | 1 |  | #REF! |  | 53369.5876 | 40
3074 | 1032.624 | 15187.613 | 1 | 1 | 320.296 | 1 | 1 | 1 |  | #REF! |  | 51470.2303 | 38
3075 | 1032.624 | 15187.613 | 1 | 1 | 262.328 | 1 | 1 | 1 |  | #REF! |  | 51369.9505 | 30
3076 | 1032.624 | 15187.613 | 1 | 1 | 262.994 | 1 | 1 | 1 |  | #REF! |  | 51569.1005 | 27
3077 | 1032.624 | 15187.613 | 1 | 1 | 238.41 | 1 | 1 | 1 |  | #REF! |  | 51724.8811 | 31
3078 | 1762.222 | 15187.613 | 1 | 1 | 2509.087 | 1 | 1 | 1 |  | #REF! |  | 51738.1464 | 34
3079 | 6139.858 | 15289.651 | 1 | 1 | 6575.233 | 1 | 1 | 1 |  | #REF! |  | 52578.2565 | 37
3080 | 1762.222 | 42220.097 | 1 | 1 | 5327.079 | 1 | 1 | 1 |  | #REF! |  | 53298.3742 | 49
3081 | 1032.624 | 71705.653 | 1 | 1 | 4406.368 | 1 | 1 | 1 |  | #REF! |  | 53697.267 | 47
3082 | 1153.24 | 89771.231 | 1 | 1 | 3355.768 | 1 | 1 | 1 |  | #REF! |  | 55425.9496 | 50
3083 | 1213.547 | 107573.619 | 1 | 1 | 2961.23 | 1 | 1 | 1 |  | #REF! |  | 56696.8704 | 52
3084 | 1213.547 | 90256.597 | 1 | 1 | 2763.632 | 1 | 1 | 1 |  | #REF! |  | 57095.1594 | 46
3085 | 6200.166 | 49072.114 | 1 | 1 | 4135.43 | 1 | 1 | 1 |  | #REF! |  | 55413.5744 | 45
3086 | 1762.222 | 71243.318 | 1 | 1 | 3677.248 | 1 | 1 | 1 |  | #REF! |  | 55398.3485 | 43
3087 | 1032.624 | 105866.426 | 1 | 1 | 2107.722 | 1 | 1 | 1 |  | #REF! |  | 57226.6962 | 25
3088 | 1032.624 | 88559.619 | 1 | 1 | 1846.555 | 1 | 1 | 1 |  | #REF! |  | 57496.614 | 29
3089 | 1032.624 | 76641.122 | 1 | 1 | 2107.838 | 1 | 1 | 1 |  | #REF! |  | 57865.263 | 29
3090 | 1762.222 | 42093.764 | 1 | 1 | 3677.467 | 1 | 1 | 1 |  | #REF! |  | 57358.597 | 32
3091 | 6139.858 | 28117.743 | 1 | 1 | 5183.275 | 1 | 1 | 1 |  | #REF! |  | 56756.5862 | 40
3092 | 7599.07 | 29387.07 | 1 | 1 | 5250.115 | 1 | 1 | 1 |  | #REF! |  | 57155.1758 | 47
3093 | 1762.222 | 16153.052 | 1 | 1 | 4074.115 | 1 | 1 | 1 |  | #REF! |  | 57403.1416 | 50
3094 | 1762.222 | 15703.842 | 1 | 1 | 2962.064 | 1 | 1 | 1 |  | #REF! |  | 56494.9879 | 53
3095 | 1762.222 | 15254.631 | 1 | 1 | 1654.828 | 1 | 1 | 1 |  | #REF! |  | 56307.0737 | 46
3096 | 1032.624 | 15254.631 | 1 | 1 | 1264.513 | 1 | 1 | 1 |  | #REF! |  | 55373.4816 | 35
3097 | 1032.624 | 15254.631 | 1 | 1 | 557.468 | 1 | 1 | 1 |  | #REF! |  | 53183.6981 | 28
3098 | 1032.624 | 15187.613 | 1 | 1 | 320.039 | 1 | 1 | 1 |  | #REF! |  | 52182.3583 | 22
3099 | 1032.624 | 15187.613 | 1 | 1 | 261.196 | 1 | 1 | 1 |  | #REF! |  | 51761.3047 | 22
3100 | 1032.624 | 15187.613 | 1 | 1 | 261.932 | 1 | 1 | 1 |  | #REF! |  | 51443.2993 | 20
3101 | 1032.624 | 15187.613 | 1 | 1 | 237.952 | 1 | 1 | 1 |  | #REF! |  | 51668.1852 | 19
3102 | 1762.222 | 15187.613 | 1 | 1 | 2509.081 | 1 | 1 | 1 |  | #REF! |  | 52234.841 | 23
3103 | 6139.858 | 15289.651 | 1 | 1 | 6575.406 | 1 | 1 | 1 |  | #REF! |  | 52926.3105 | 39
3104 | 1762.222 | 42232.18 | 1 | 1 | 5327.284 | 1 | 1 | 1 |  | #REF! |  | 54410.7698 | 62
3105 | 1032.624 | 71705.671 | 1 | 1 | 4406.591 | 1 | 1 | 1 |  | #REF! |  | 56889.8442 | 43
3106 | 1153.24 | 89771.298 | 1 | 1 | 3356.126 | 1 | 1 | 1 |  | #REF! |  | 59977.0597 | 32
3107 | 1213.547 | 107573.816 | 1 | 1 | 2962.043 | 1 | 1 | 1 |  | #REF! |  | 61160.8539 | 27
3108 | 1213.547 | 90256.834 | 1 | 1 | 2764.534 | 1 | 1 | 1 |  | #REF! |  | 60962.1992 | 27
3109 | 6200.166 | 49072.438 | 1 | 1 | 4137.359 | 1 | 1 | 1 |  | #REF! |  | 58533.8232 | 25
3110 | 1762.222 | 71243.701 | 1 | 1 | 3679.17 | 1 | 1 | 1 |  | #REF! |  | 58251.4016 | 26
3111 | 1032.624 | 105866.879 | 1 | 1 | 2109.078 | 1 | 1 | 1 |  | #REF! |  | 60394.3469 | 21
3112 | 1032.624 | 88560.072 | 1 | 1 | 1847.897 | 1 | 1 | 1 |  | #REF! |  | 59827.2993 | 23
3113 | 1032.624 | 76641.532 | 1 | 1 | 2109.086 | 1 | 1 | 1 |  | #REF! |  | 60199.3636 | 22
3114 | 1762.222 | 42094.214 | 1 | 1 | 3679.52 | 1 | 1 | 1 |  | #REF! |  | 60109.0561 | 25
3115 | 6139.858 | 28117.977 | 1 | 1 | 5185.83 | 1 | 1 | 1 |  | #REF! |  | 59186.9021 | 36
3116 | 7599.07 | 29387.268 | 1 | 1 | 5252.772 | 1 | 1 | 1 |  | #REF! |  | 58913.5217 | 41
3117 | 1762.222 | 16153.052 | 1 | 1 | 4076.172 | 1 | 1 | 1 |  | #REF! |  | 59366.1132 | 46
3118 | 1762.222 | 15703.842 | 1 | 1 | 2963.465 | 1 | 1 | 1 |  | #REF! |  | 57845.7104 | 50
3119 | 1762.222 | 15254.631 | 1 | 1 | 1655.677 | 1 | 1 | 1 |  | #REF! |  | 56765.8313 | 44
3120 | 1032.624 | 15254.631 | 1 | 1 | 1265.123 | 1 | 1 | 1 |  | #REF! |  | 55783.8112 | 35
3121 | 1032.624 | 15254.631 | 1 | 1 | 539.814 | 1 | 1 | 1 |  | #REF! |  | 52956.7143 | 25
3122 | 1032.624 | 15187.613 | 1 | 1 | 593.746 | 1 | 1 | 1 |  | #REF! |  | 50961.7281 | 22
3123 | 1032.624 | 15187.613 | 1 | 1 | 384.454 | 1 | 1 | 1 |  | #REF! |  | 50559.4128 | 20
3124 | 1032.624 | 15187.613 | 1 | 1 | 234.691 | 1 | 1 | 1 |  | #REF! |  | 51164.7575 | 17
3125 | 1032.624 | 15232.716 | 1 | 1 | 235.039 | 1 | 1 | 1 |  | #REF! |  | 51333.3593 | 17
3126 | 1762.222 | 15283.866 | 1 | 1 | 702.906 | 1 | 1 | 1 |  | #REF! |  | 52240.1935 | 22
3127 | 6139.858 | 15312.027 | 1 | 1 | 1871.204 | 1 | 1 | 1 |  | #REF! |  | 53315.2935 | 36
3128 | 1762.222 | 28314.425 | 1 | 1 | 3161.82 | 1 | 1 | 1 |  | #REF! |  | 54059.9707 | 58
3129 | 1032.624 | 29358.873 | 1 | 1 | 5126.637 | 1 | 1 | 1 |  | #REF! |  | 56327.3169 | 41
3130 | 1153.24 | 30479.069 | 1 | 1 | 5067.735 | 1 | 1 | 1 |  | #REF! |  | 59216.5902 | 32
3131 | 1213.547 | 31365.711 | 1 | 1 | 4559.871 | 1 | 1 | 1 | 6014.8486 | 0 |  | 59530.5868 | 26
3132 | 1213.547 | 30988.756 | 1 | 1 | 4894.36 | 1 | 1 | 1 | 14298.4796 | 0 |  | 59533.7411 | 26
3133 | 6200.166 | 29080.829 | 1 | 1 | 4947.183 | 1 | 1 | 1 |  | #REF! |  | 57363.5558 | 25
3134 | 1762.222 | 28897.252 | 1 | 1 | 3938.014 | 1 | 1 | 1 | 20421.1366 | 0 |  | 57441.8385 | 24
3135 | 1032.624 | 29659.207 | 1 | 1 | 3152.953 | 1 | 1 | 1 |  | #REF! |  | 60656.0648 | 20
3136 | 1032.624 | 29273.973 | 1 | 1 | 2480.637 | 1 | 1 | 1 |  | #REF! |  | 61065.7732 | 23
3137 | 1032.624 | 28897.156 | 1 | 1 | 3153.341 | 1 | 1 | 1 |  | #REF! |  | 61646.5082 | 23
3138 | 1762.222 | 28211.508 | 1 | 1 | 4051.061 | 1 | 1 | 1 |  | #REF! |  | 61585.6292 | 27
3139 | 6139.858 | 28117.913 | 1 | 1 | 5622.366 | 1 | 1 | 1 |  | #REF! |  | 60624.3139 | 37
3140 | 7599.07 | 29387.198 | 1 | 1 | 4445.169 | 1 | 1 | 1 |  | #REF! |  | 60690.8419 | 43
3141 | 1762.222 | 16153.052 | 1 | 1 | 2483.931 | 1 | 1 | 1 |  | #REF! |  | 61031.778 | 48
3142 | 1762.222 | 15703.842 | 1 | 1 | 2428.678 | 1 | 1 | 1 |  | #REF! |  | 58852.6898 | 48
3143 | 1762.222 | 15254.631 | 1 | 1 | 1981.094 | 1 | 1 | 1 |  | #REF! |  | 57458.1067 | 46
3144 | 1032.624 | 15254.631 | 1 | 1 | 1199.158 | 1 | 1 | 1 |  | #REF! |  | 56259.9276 | 41
3145 | 1032.624 | 15254.631 | 1 | 1 | 709.787 | 1 | 1 | 1 |  | #REF! |  | 54179.4485 | 31
3146 | 1032.624 | 15187.613 | 1 | 1 | 531.03 | 1 | 1 | 1 |  | #REF! |  | 52180.2026 | 21
3147 | 1032.624 | 15187.613 | 1 | 1 | 415.773 | 1 | 1 | 1 |  | #REF! |  | 51764.9215 | 22
3148 | 1032.624 | 15187.613 | 1 | 1 | 235.815 | 1 | 1 | 1 |  | #REF! |  | 51280.2565 | 16
3149 | 1032.624 | 15228.057 | 1 | 1 | 236.241 | 1 | 1 | 1 |  | #REF! |  | 51740.5962 | 20
3150 | 1762.222 | 15282.183 | 1 | 1 | 416.272 | 1 | 1 | 1 |  | #REF! |  | 52428.7403 | 22
3151 | 6139.858 | 15297.302 | 1 | 1 | 1260.471 | 1 | 1 | 1 |  | #REF! |  | 53862.8318 | 41
3152 | 1762.222 | 15633.806 | 1 | 1 | 2558.838 | 1 | 1 | 1 |  | #REF! |  | 55593.8262 | 60
3153 | 1032.624 | 16672.301 | 1 | 1 | 4045.785 | 1 | 1 | 1 |  | #REF! |  | 57268.1724 | 38
3154 | 1153.24 | 17792.711 | 1 | 1 | 5345.861 | 1 | 1 | 1 |  | #REF! |  | 61078.0753 | 31
3155 | 1213.547 | 18679.56 | 1 | 1 | 5901.361 | 1 | 1 | 1 |  | #REF! |  | 61970.4635 | 26
3156 | 1213.547 | 18294.356 | 1 | 1 | 6208.888 | 1 | 1 | 1 |  | #REF! |  | 62793.4035 | 24
3157 | 6200.166 | 16386.615 | 1 | 1 | 5337.821 | 1 | 1 | 1 |  | #REF! |  | 60605.8705 | 23
3158 | 1762.222 | 16203.155 | 1 | 1 | 4594.554 | 1 | 1 | 1 |  | #REF! |  | 60326.4761 | 23
3159 | 1032.624 | 16973.565 | 1 | 1 | 3603.381 | 1 | 1 | 1 |  | #REF! |  | 62744.3273 | 24
3160 | 1032.624 | 16588.361 | 1 | 1 | 3169.875 | 1 | 1 | 1 |  | #REF! |  | 62943.0594 | 26
3161 | 1032.624 | 16203.155 | 1 | 1 | 1810.122 | 1 | 1 | 1 |  | #REF! |  | 62714.949 | 25
3162 | 1762.222 | 15499.763 | 1 | 1 | 3418.214 | 1 | 1 | 1 |  | #REF! |  | 62129.7492 | 30
3163 | 6139.858 | 15423.694 | 1 | 1 | 4471.06 | 1 | 1 | 1 |  | #REF! |  | 60859.1112 | 40
3164 | 7599.07 | 16701.288 | 1 | 1 | 4844.142 | 1 | 1 | 1 |  | #REF! |  | 60506.2341 | 43
3165 | 1762.222 | 16153.052 | 1 | 1 | 2492.619 | 1 | 1 | 1 |  | #REF! |  | 60572.3932 | 42
3166 | 1762.222 | 15703.842 | 1 | 1 | 2307.672 | 1 | 1 | 1 |  | #REF! |  | 59446.0226 | 43
3167 | 1762.222 | 15254.631 | 1 | 1 | 2122.679 | 1 | 1 | 1 |  | #REF! |  | 57881.9045 | 39
3168 | 1032.624 | 15254.631 | 1 | 1 | 1197.344 | 1 | 1 | 1 |  | #REF! |  | 56717.301 | 35
3169 | 1032.624 | 15254.631 | 1 | 1 | 556.921 | 1 | 1 | 1 |  | #REF! |  | 55667.6995 | 28
3170 | 1032.624 | 15187.613 | 1 | 1 | 319.118 | 1 | 1 | 1 |  | #REF! |  | 53339.2358 | 23
3171 | 1032.624 | 15187.613 | 1 | 1 | 258.455 | 1 | 1 | 1 |  | #REF! |  | 53062.1139 | 21
3172 | 1032.624 | 15187.613 | 1 | 1 | 258.88 | 1 | 1 | 1 |  | #REF! |  | 52748.1626 | 21
3173 | 1032.624 | 15187.613 | 1 | 1 | 235.968 | 1 | 1 | 1 |  | #REF! |  | 52552.3016 | 18
3174 | 1762.222 | 15187.613 | 1 | 1 | 2506.777 | 1 | 1 | 1 |  | #REF! |  | 53437.1837 | 22
3175 | 6139.858 | 15289.651 | 1 | 1 | 6569.463 | 1 | 1 | 1 |  | #REF! |  | 53509.6341 | 29
3176 | 1762.222 | 42229.569 | 1 | 1 | 5321.974 | 1 | 1 | 1 |  | #REF! |  | 53635.5983 | 35
3177 | 1032.624 | 71705.386 | 1 | 1 | 4401.937 | 1 | 1 | 1 |  | #REF! |  | 53520.7668 | 41
3178 | 1153.24 | 89770.782 | 1 | 1 | 3351.92 | 1 | 1 | 1 | 2749.6585 | 0 |  | 55362.881 | 40
3179 | 1213.547 | 107573.108 | 1 | 1 | 2957.567 | 1 | 1 | 1 | 14390.4961 | 0 |  | 55746.0081 | 37
3180 | 1213.547 | 90256.051 | 1 | 1 | 2760.063 | 1 | 1 | 1 | 15851.1377 | 0 |  | 56417.356 | 32
3181 | 6200.166 | 49071.622 | 1 | 1 | 4130.155 | 1 | 1 | 1 | 8089.2513 | 0 |  | 54570.5677 | 29
3182 | 1762.222 | 71242.772 | 1 | 1 | 3672.488 | 1 | 1 | 1 | 13626.1559 | 0 |  | 54363.7508 | 29
3183 | 1032.624 | 105865.8 | 1 | 1 | 2104.714 | 1 | 1 | 1 | 3764.0313 | 0 |  | 56156.9202 | 30
3184 | 1032.624 | 88559.01 | 1 | 1 | 1843.716 | 1 | 1 | 1 |  | #REF! |  | 56362.7078 | 28
3185 | 1032.624 | 76640.479 | 1 | 1 | 2104.681 | 1 | 1 | 1 |  | #REF! |  | 56408.6118 | 26
3186 | 1762.222 | 42093.089 | 1 | 1 | 3672.372 | 1 | 1 | 1 |  | #REF! |  | 54649.0789 | 34
3187 | 6139.858 | 28117.386 | 1 | 1 | 5176.242 | 1 | 1 | 1 |  | #REF! |  | 53753.4619 | 34
3188 | 7599.07 | 29386.792 | 1 | 1 | 5243.122 | 1 | 1 | 1 |  | #REF! |  | 53593.6077 | 37
3189 | 1762.222 | 16153.052 | 1 | 1 | 4068.695 | 1 | 1 | 1 |  | #REF! |  | 55592.1961 | 39
3190 | 1762.222 | 15703.842 | 1 | 1 | 2957.953 | 1 | 1 | 1 |  | #REF! |  | 55391.1996 | 42
3191 | 1762.222 | 15254.631 | 1 | 1 | 1652.276 | 1 | 1 | 1 |  | #REF! |  | 54945.5039 | 40
3192 | 1032.624 | 15254.631 | 1 | 1 | 1262.327 | 1 | 1 | 1 |  | #REF! |  | 53501.9874 | 35
3193 | 1032.624 | 15254.631 | 1 | 1 | 555.773 | 1 | 1 | 1 |  | #REF! |  | 52375.6435 | 28
3194 | 1032.624 | 15187.613 | 1 | 1 | 317.919 | 1 | 1 | 1 |  | #REF! |  | 49754.729 | 22
3195 | 1032.624 | 15187.613 | 1 | 1 | 255.274 | 1 | 1 | 1 |  | #REF! |  | 49525.6125 | 22
3196 | 1032.624 | 15187.613 | 1 | 1 | 256.112 | 1 | 1 | 1 |  | #REF! |  | 49082.7858 | 19
3197 | 1032.624 | 15187.613 | 1 | 1 | 234.715 | 1 | 1 | 1 |  | #REF! |  | 48788.9253 | 19
3198 | 1762.222 | 15187.613 | 1 | 1 | 2506.091 | 1 | 1 | 1 |  | #REF! |  | 49246.2093 | 21
3199 | 6139.858 | 15289.651 | 1 | 1 | 6567.999 | 1 | 1 | 1 |  | #REF! |  | 48616.3729 | 26
3200 | 1762.222 | 42219.584 | 1 | 1 | 5321.021 | 1 | 1 | 1 |  | #REF! |  | 48231.8102 | 30
3201 | 1032.624 | 71705.189 | 1 | 1 | 4401.63 | 1 | 1 | 1 | 9348.9658 | 0 |  | 48384.4647 | 36
3202 | 1153.24 | 89770.642 | 1 | 1 | 3351.966 | 1 | 1 | 1 | 33827.1533 | 0 |  | 48516.014 | 41
3203 | 1213.547 | 107573.036 | 1 | 1 | 2957.861 | 1 | 1 | 1 | 43047.0072 | 0 |  | 49016.9765 | 38
3204 | 1213.547 | 90256.002 | 1 | 1 | 2760.479 | 1 | 1 | 1 | 59197.9215 | 0 |  | 48652.8716 | 36
3205 | 6200.166 | 49071.609 | 1 | 1 | 4130.922 | 1 | 1 | 1 | 43062.3134 | 0 |  | 48121.3167 | 32
3206 | 1762.222 | 71242.826 | 1 | 1 | 3673.368 | 1 | 1 | 1 | 51970.7451 | 0 |  | 47927.516 | 30
3207 | 1032.624 | 105865.92 | 1 | 1 | 2105.418 | 1 | 1 | 1 | 41425.0072 | 0 |  | 47958.7158 | 26
3208 | 1032.624 | 88559.154 | 1 | 1 | 1844.483 | 1 | 1 | 1 | 28597.7589 | 0 |  | 47817.267 | 26
3209 | 1032.624 | 76640.683 | 1 | 1 | 2105.643 | 1 | 1 | 1 | 5479.6325 | 0 |  | 47986.5501 | 27
3210 | 1762.222 | 42093.284 | 1 | 1 | 3673.942 | 1 | 1 | 1 |  | #REF! |  | 49058.9528 | 30
3211 | 6139.858 | 28117.493 | 1 | 1 | 5178.422 | 1 | 1 | 1 |  | #REF! |  | 49955.8749 | 41
3212 | 7599.07 | 29386.888 | 1 | 1 | 5245.441 | 1 | 1 | 1 |  | #REF! |  | 51100.8848 | 48
3213 | 1762.222 | 16153.052 | 1 | 1 | 4070.054 | 1 | 1 | 1 |  | #REF! |  | 53394.6334 | 50
3214 | 1762.222 | 15703.842 | 1 | 1 | 2958.711 | 1 | 1 | 1 |  | #REF! |  | 52790.7459 | 55
3215 | 1762.222 | 15254.631 | 1 | 1 | 1652.52 | 1 | 1 | 1 |  | #REF! |  | 52656.6783 | 45
3216 | 1032.624 | 15254.631 | 1 | 1 | 1262.377 | 1 | 1 | 1 |  | #REF! |  | 51325.1456 | 39
3217 | 1032.624 | 15254.631 | 1 | 1 | 555.518 | 1 | 1 | 1 |  | #REF! |  | 48687.9798 | 31
3218 | 1032.624 | 15187.613 | 1 | 1 | 317.218 | 1 | 1 | 1 |  | #REF! |  | 47943.8351 | 22
3219 | 1032.624 | 15187.613 | 1 | 1 | 252.787 | 1 | 1 | 1 |  | #REF! |  | 47630.4004 | 22
3220 | 1032.624 | 15187.613 | 1 | 1 | 253.111 | 1 | 1 | 1 |  | #REF! |  | 46949.7913 | 20
3221 | 1032.624 | 15187.613 | 1 | 1 | 232.818 | 1 | 1 | 1 |  | #REF! |  | 46960.866 | 19
3222 | 1762.222 | 15187.613 | 1 | 1 | 2503.946 | 1 | 1 | 1 |  | #REF! |  | 48245.5125 | 25
3223 | 6139.858 | 15289.651 | 1 | 1 | 6562.96 | 1 | 1 | 1 |  | #REF! |  | 49643.2948 | 46
3224 | 1762.222 | 42219.183 | 1 | 1 | 5317.922 | 1 | 1 | 1 |  | #REF! |  | 51192.0391 | 68
3225 | 1032.624 | 71704.683 | 1 | 1 | 4398.753 | 1 | 1 | 1 |  | #REF! |  | 53911.7848 | 43
3226 | 1153.24 | 89770.036 | 1 | 1 | 3349.736 | 1 | 1 | 1 | 6971.0672 | 0 |  | 57309.4687 | 32
3227 | 1213.547 | 107572.311 | 1 | 1 | 2955.372 | 1 | 1 | 1 | 18186.621 | 0 |  | 59049.9871 | 26
3228 | 1213.547 | 90255.227 | 1 | 1 | 2758.029 | 1 | 1 | 1 | 22811.7478 | 0 |  | 59251.2652 | 23
3229 | 6200.166 | 49070.901 | 1 | 1 | 4127.264 | 1 | 1 | 1 | 6853.3782 | 0 |  | 56852.7139 | 24
3230 | 1762.222 | 71241.916 | 1 | 1 | 3669.384 | 1 | 1 | 1 | 23947.8008 | 0 |  | 56722.7393 | 22
3231 | 1032.624 | 105864.919 | 1 | 1 | 2102.712 | 1 | 1 | 1 |  | #REF! |  | 60079.1456 | 20
3232 | 1032.624 | 88558.124 | 1 | 1 | 1841.738 | 1 | 1 | 1 |  | #REF! |  | 60779.3319 | 23
3233 | 1032.624 | 76639.482 | 1 | 1 | 2102.259 | 1 | 1 | 1 |  | #REF! |  | 61383.5188 | 24
3234 | 1762.222 | 42091.95 | 1 | 1 | 3668.516 | 1 | 1 | 1 |  | #REF! |  | 61105.0624 | 22
3235 | 6139.858 | 28116.759 | 1 | 1 | 5170.934 | 1 | 1 | 1 |  | #REF! |  | 60264.1042 | 37
3236 | 7599.07 | 29386.316 | 1 | 1 | 5237.725 | 1 | 1 | 1 |  | #REF! |  | 60269.6687 | 39
3237 | 1762.222 | 16153.052 | 1 | 1 | 4064.543 | 1 | 1 | 1 |  | #REF! |  | 60665.3116 | 43
3238 | 1762.222 | 15703.842 | 1 | 1 | 2954.925 | 1 | 1 | 1 |  | #REF! |  | 59203.1114 | 47
3239 | 1762.222 | 15254.631 | 1 | 1 | 1650.422 | 1 | 1 | 1 |  | #REF! |  | 58540.4453 | 42
3240 | 1032.624 | 15254.631 | 1 | 1 | 1260.766 | 1 | 1 | 1 |  | #REF! |  | 56851.1264 | 36
3241 | 1032.624 | 15254.631 | 1 | 1 | 554.52 | 1 | 1 | 1 |  | #REF! |  | 54403.3153 | 26
3242 | 1032.624 | 15187.613 | 1 | 1 | 316.203 | 1 | 1 | 1 |  | #REF! |  | 53553.6517 | 21
3243 | 1032.624 | 15187.613 | 1 | 1 | 250.127 | 1 | 1 | 1 |  | #REF! |  | 52624.6101 | 17
3244 | 1032.624 | 15187.613 | 1 | 1 | 250.943 | 1 | 1 | 1 |  | #REF! |  | 53172.6624 | 17
3245 | 1032.624 | 15187.613 | 1 | 1 | 231.781 | 1 | 1 | 1 |  | #REF! |  | 53312.4619 | 17
3246 | 1762.222 | 15187.613 | 1 | 1 | 2503.504 | 1 | 1 | 1 |  | #REF! |  | 53590.285 | 20
3247 | 6139.858 | 15289.651 | 1 | 1 | 6562.298 | 1 | 1 | 1 |  | #REF! |  | 54571.9001 | 36
3248 | 1762.222 | 42218.957 | 1 | 1 | 5317.211 | 1 | 1 | 1 |  | #REF! |  | 56428.1557 | 59
3249 | 1032.624 | 71704.643 | 1 | 1 | 4398.855 | 1 | 1 | 1 |  | #REF! |  | 57383.4135 | 38
3250 | 1153.24 | 89769.993 | 1 | 1 | 3349.789 | 1 | 1 | 1 |  | #REF! |  | 59718.6561 | 27
3251 | 1213.547 | 107572.435 | 1 | 1 | 2956.057 | 1 | 1 | 1 | 13288.3347 | 0 |  | 60177.9127 | 22
3252 | 1213.547 | 90255.377 | 1 | 1 | 2758.782 | 1 | 1 | 1 | 9122.1665 | 0 |  | 60245.612 | 19
3253 | 6200.166 | 49071.071 | 1 | 1 | 4128.549 | 1 | 1 | 1 | 10001.1622 | 0 |  | 58865.8466 | 20
3254 | 1762.222 | 71242.261 | 1 | 1 | 3671.283 | 1 | 1 | 1 | 10342.8172 | 0 |  | 57965.0481 | 19
3255 | 1032.624 | 105865.33 | 1 | 1 | 2104.038 | 1 | 1 | 1 |  | #REF! |  | 61014.8743 | 17
3256 | 1032.624 | 88558.587 | 1 | 1 | 1843.157 | 1 | 1 | 1 |  | #REF! |  | 60344.1847 | 17
3257 | 1032.624 | 76640.001 | 1 | 1 | 2103.956 | 1 | 1 | 1 |  | #REF! |  | 60750.6894 | 21
3258 | 1762.222 | 42092.471 | 1 | 1 | 3671.141 | 1 | 1 | 1 |  | #REF! |  | 61297.5855 | 27
3259 | 6139.858 | 28117.031 | 1 | 1 | 5174.253 | 1 | 1 | 1 |  | #REF! |  | 60514.3727 | 36
3260 | 7599.07 | 29386.524 | 1 | 1 | 5241.037 | 1 | 1 | 1 |  | #REF! |  | 60404.0603 | 43
3261 | 1762.222 | 16153.052 | 1 | 1 | 4067.133 | 1 | 1 | 1 |  | #REF! |  | 60917.8452 | 46
3262 | 1762.222 | 15703.842 | 1 | 1 | 2956.88 | 1 | 1 | 1 |  | #REF! |  | 59551.2693 | 50
3263 | 1762.222 | 15254.631 | 1 | 1 | 1651.646 | 1 | 1 | 1 |  | #REF! |  | 59132.1594 | 45
3264 | 1032.624 | 15254.631 | 1 | 1 | 1261.825 | 1 | 1 | 1 |  | #REF! |  | 57195.7212 | 40
3265 | 1032.624 | 15254.631 | 1 | 1 | 555.227 | 1 | 1 | 1 |  | #REF! |  | 56236.4124 | 29
3266 | 1032.624 | 15187.613 | 1 | 1 | 316.956 | 1 | 1 | 1 |  | #REF! |  | 54534.9917 | 23
3267 | 1032.624 | 15187.613 | 1 | 1 | 251.812 | 1 | 1 | 1 |  | #REF! |  | 54018.0702 | 21
3268 | 1032.624 | 15187.613 | 1 | 1 | 252.614 | 1 | 1 | 1 |  | #REF! |  | 53803.2496 | 21
3269 | 1032.624 | 15187.613 | 1 | 1 | 232.854 | 1 | 1 | 1 |  | #REF! |  | 53796.1836 | 21
3270 | 1762.222 | 15187.613 | 1 | 1 | 2504.826 | 1 | 1 | 1 |  | #REF! |  | 54306.2567 | 24
3271 | 6139.858 | 15289.651 | 1 | 1 | 6564.952 | 1 | 1 | 1 |  | #REF! |  | 55227.6797 | 43
3272 | 1762.222 | 42219.34 | 1 | 1 | 5319.427 | 1 | 1 | 1 |  | #REF! |  | 56008.3684 | 64
3273 | 1032.624 | 71704.887 | 1 | 1 | 4400.388 | 1 | 1 | 1 |  | #REF! |  | 57244.4509 | 41
3274 | 1153.24 | 89770.357 | 1 | 1 | 3351.34 | 1 | 1 | 1 | 13009.1361 | 0 |  | 59894.9339 | 32
3275 | 1213.547 | 107572.837 | 1 | 1 | 2957.577 | 1 | 1 | 1 | 24365.3477 | 0 |  | 60657.4823 | 27
3276 | 1213.547 | 90255.838 | 1 | 1 | 2760.355 | 1 | 1 | 1 | 23919.7956 | 0 |  | 61271.6751 | 26
3277 | 6200.166 | 49071.478 | 1 | 1 | 4130.747 | 1 | 1 | 1 | 13849.3832 | 0 |  | 58937.5598 | 23
3278 | 1762.222 | 71242.657 | 1 | 1 | 3673.182 | 1 | 1 | 1 | 20412.723 | 0 |  | 58699.9836 | 25
3279 | 1032.624 | 105865.804 | 1 | 1 | 2105.397 | 1 | 1 | 1 |  | #REF! |  | 61777.7046 | 23
3280 | 1032.624 | 88559.047 | 1 | 1 | 1844.48 | 1 | 1 | 1 |  | #REF! |  | 61921.1078 | 26
3281 | 1032.624 | 76640.553 | 1 | 1 | 2105.527 | 1 | 1 | 1 |  | #REF! |  | 62373.4955 | 27
3282 | 1762.222 | 42093.102 | 1 | 1 | 3673.83 | 1 | 1 | 1 |  | #REF! |  | 62170.7936 | 31
3283 | 6139.858 | 28117.39 | 1 | 1 | 5177.967 | 1 | 1 | 1 |  | #REF! |  | 60872.5202 | 38
3284 | 7599.07 | 29386.809 | 1 | 1 | 5244.806 | 1 | 1 | 1 |  | #REF! |  | 60960.7746 | 45
3285 | 1762.222 | 16153.052 | 1 | 1 | 4070.041 | 1 | 1 | 1 |  | #REF! |  | 61077.8322 | 43
3286 | 1762.222 | 15703.842 | 1 | 1 | 2959.115 | 1 | 1 | 1 |  | #REF! |  | 59092.8768 | 49
3287 | 1762.222 | 15254.631 | 1 | 1 | 1653.036 | 1 | 1 | 1 |  | #REF! |  | 57752.7833 | 43
3288 | 1032.624 | 15254.631 | 1 | 1 | 1263.012 | 1 | 1 | 1 |  | #REF! |  | 56716.3275 | 37
3289 | 1032.624 | 15254.631 | 1 | 1 | 538.093 | 1 | 1 | 1 |  | #REF! |  | 54200.2465 | 29
3290 | 1032.624 | 15187.613 | 1 | 1 | 592.209 | 1 | 1 | 1 |  | #REF! |  | 54552.3893 | 24
3291 | 1032.624 | 15187.613 | 1 | 1 | 382.657 | 1 | 1 | 1 |  | #REF! |  | 53824.3261 | 19
3292 | 1032.624 | 15187.613 | 1 | 1 | 230.603 | 1 | 1 | 1 |  | #REF! |  | 53526.6084 | 19
3293 | 1032.624 | 15187.613 | 1 | 1 | 231.107 | 1 | 1 | 1 |  | #REF! |  | 52971.1058 | 17
3294 | 1762.222 | 15187.613 | 1 | 1 | 701.645 | 1 | 1 | 1 |  | #REF! |  | 53924.1352 | 25
3295 | 6139.858 | 15289.651 | 1 | 1 | 1869.257 | 1 | 1 | 1 |  | #REF! |  | 54652.2043 | 41
3296 | 1762.222 | 28314.172 | 1 | 1 | 3158.416 | 1 | 1 | 1 |  | #REF! |  | 55053.0734 | 65
3297 | 1032.624 | 29358.599 | 1 | 1 | 5121.426 | 1 | 1 | 1 |  | #REF! |  | 55831.4051 | 34
3298 | 1153.24 | 30478.846 | 1 | 1 | 5063.218 | 1 | 1 | 1 | 11909.8671 | 0 |  | 58676.4903 | 29
3299 | 1213.547 | 31365.55 | 1 | 1 | 4556.533 | 1 | 1 | 1 | 30290.505 | 0 |  | 59800.1117 | 19
3300 | 1213.547 | 30988.623 | 1 | 1 | 4891.569 | 1 | 1 | 1 | 30735.1068 | 0 |  | 60371.7747 | 26
3301 | 6200.166 | 29080.666 | 1 | 1 | 4943.997 | 1 | 1 | 1 | 19813.3298 | 0 |  | 58288.0335 | 24
3302 | 1762.222 | 28897.045 | 1 | 1 | 3935.072 | 1 | 1 | 1 | 25890.0725 | 0 |  | 58214.8564 | 19
3303 | 1032.624 | 29659.023 | 1 | 1 | 3150.367 | 1 | 1 | 1 | 11024.749 | 0 |  | 61340.0046 | 18
3304 | 1032.624 | 29273.761 | 1 | 1 | 2478.367 | 1 | 1 | 1 | 4269.0456 | 0 |  | 60635.6993 | 25
3305 | 1032.624 | 28896.861 | 1 | 1 | 3150.285 | 1 | 1 | 1 |  | #REF! |  | 61334.8689 | 19
3306 | 1762.222 | 28211.081 | 1 | 1 | 4047.3 | 1 | 1 | 1 |  | #REF! |  | 61867.8405 | 24
3307 | 6139.858 | 28117.627 | 1 | 1 | 5617.118 | 1 | 1 | 1 |  | #REF! |  | 60603.9385 | 40
3308 | 7599.07 | 29387.012 | 1 | 1 | 4441.427 | 1 | 1 | 1 |  | #REF! |  | 60051.3398 | 40
3309 | 1762.222 | 16153.052 | 1 | 1 | 2482.036 | 1 | 1 | 1 |  | #REF! |  | 60239.7704 | 39
3310 | 1762.222 | 15703.842 | 1 | 1 | 2427.11 | 1 | 1 | 1 |  | #REF! |  | 58305.4039 | 36
3311 | 1762.222 | 15254.631 | 1 | 1 | 1980.046 | 1 | 1 | 1 |  | #REF! |  | 57454.0723 | 35
3312 | 1032.624 | 15254.631 | 1 | 1 | 1198.579 | 1 | 1 | 1 |  | #REF! |  | 55754.1572 | 29
3313 | 1032.624 | 15254.631 | 1 | 1 | 709.351 | 1 | 1 | 1 |  | #REF! |  | 54321.7989 | 26
3314 | 1032.624 | 15187.613 | 1 | 1 | 530.642 | 1 | 1 | 1 |  | #REF! |  | 52666.075 | 15
3315 | 1032.624 | 15187.613 | 1 | 1 | 415.382 | 1 | 1 | 1 |  | #REF! |  | 52201.8118 | 17
3316 | 1032.624 | 15187.613 | 1 | 1 | 234.592 | 1 | 1 | 1 |  | #REF! |  | 51527.0738 | 9
3317 | 1032.624 | 15187.613 | 1 | 1 | 235.15 | 1 | 1 | 1 |  | #REF! |  | 51757.7419 | 21
3318 | 1762.222 | 15187.613 | 1 | 1 | 416.081 | 1 | 1 | 1 |  | #REF! |  | 52055.6431 | 15
3319 | 6139.858 | 15289.651 | 1 | 1 | 1260.663 | 1 | 1 | 1 |  | #REF! |  | 53143.6778 | 36
3320 | 1762.222 | 15633.806 | 1 | 1 | 2559.31 | 1 | 1 | 1 |  | #REF! |  | 54848.4297 | 54
3321 | 1032.624 | 16672.301 | 1 | 1 | 4046.348 | 1 | 1 | 1 |  | #REF! |  | 55295.9694 | 36
3322 | 1153.24 | 17792.711 | 1 | 1 | 5347.052 | 1 | 1 | 1 | 16675.4778 | 0 |  | 58668.2405 | 31
3323 | 1213.547 | 18679.56 | 1 | 1 | 5902.76 | 1 | 1 | 1 | 29916.9849 | 0 |  | 59347.4772 | 22
3324 | 1213.547 | 18294.356 | 1 | 1 | 6210.324 | 1 | 1 | 1 | 35977.6875 | 0 |  | 60418.4849 | 32
3325 | 6200.166 | 16386.615 | 1 | 1 | 5338.994 | 1 | 1 | 1 | 21693.2785 | 0 |  | 58115.4589 | 27
3326 | 1762.222 | 16203.155 | 1 | 1 | 4595.868 | 1 | 1 | 1 | 32235.3296 | 0 |  | 57775.3677 | 25
3327 | 1032.624 | 16973.565 | 1 | 1 | 3604.683 | 1 | 1 | 1 | 23055.754 | 0 |  | 61603.335 | 27
3328 | 1032.624 | 16588.361 | 1 | 1 | 3171.278 | 1 | 1 | 1 | 10194.2877 | 0 |  | 61345.5648 | 27
3329 | 1032.624 | 16203.155 | 1 | 1 | 1811.101 | 1 | 1 | 1 |  | #REF! |  | 61488.0509 | 20
3330 | 1762.222 | 15499.763 | 1 | 1 | 3419.875 | 1 | 1 | 1 |  | #REF! |  | 61477.9 | 29
3331 | 6139.858 | 15423.694 | 1 | 1 | 4473.183 | 1 | 1 | 1 |  | #REF! |  | 59973.2602 | 33
3332 | 7599.07 | 16701.288 | 1 | 1 | 4846.632 | 1 | 1 | 1 |  | #REF! |  | 59213.3085 | 36
3333 | 1762.222 | 16153.052 | 1 | 1 | 2494.415 | 1 | 1 | 1 |  | #REF! |  | 59708.1064 | 38
3334 | 1762.222 | 15703.842 | 1 | 1 | 2309.52 | 1 | 1 | 1 |  | #REF! |  | 58278.9398 | 39
3335 | 1762.222 | 15254.631 | 1 | 1 | 2124.731 | 1 | 1 | 1 |  | #REF! |  | 56881.9467 | 38
3336 | 1032.624 | 15254.631 | 1 | 1 | 1198.914 | 1 | 1 | 1 |  | #REF! |  | 55523.4133 | 35
3337 | 1032.624 | 15254.631 | 1 | 1 | 558.225 | 1 | 1 | 1 |  | #REF! |  | 53831.2954 | 22
3338 | 1032.624 | 15187.613 | 1 | 1 | 320.658 | 1 | 1 | 1 |  | #REF! |  | 52311.8556 | 24
3339 | 1032.624 | 15187.613 | 1 | 1 | 262.25 | 1 | 1 | 1 |  | #REF! |  | 51724.416 | 14
3340 | 1032.624 | 15187.613 | 1 | 1 | 263.066 | 1 | 1 | 1 |  | #REF! |  | 51349.8335 | 20
3341 | 1032.624 | 15187.613 | 1 | 1 | 238.822 | 1 | 1 | 1 |  | #REF! |  | 51388.5149 | 17
3342 | 1762.222 | 15187.613 | 1 | 1 | 2510.676 | 1 | 1 | 1 |  | #REF! |  | 51559.4387 | 17
3343 | 6139.858 | 15289.651 | 1 | 1 | 6578.736 | 1 | 1 | 1 |  | #REF! |  | 51493.4514 | 32
3344 | 1762.222 | 42231.027 | 1 | 1 | 5329.919 | 1 | 1 | 1 |  | #REF! |  | 51283.7991 | 35
3345 | 1032.624 | 71706.667 | 1 | 1 | 4409.04 | 1 | 1 | 1 |  | #REF! |  | 51309.8008 | 40
3346 | 1153.24 | 89772.359 | 1 | 1 | 3357.73 | 1 | 1 | 1 | 5418.8632 | 0 |  | 53124.0833 | 39
3347 | 1213.547 | 107574.713 | 1 | 1 | 2962.954 | 1 | 1 | 1 | 18282.4711 | 0 |  | 54557.4858 | 34
3348 | 1213.547 | 90257.794 | 1 | 1 | 2765.366 | 1 | 1 | 1 | 18060.3024 | 0 |  | 55097.804 | 34
3349 | 6200.166 | 49073.239 | 1 | 1 | 4138.096 | 1 | 1 | 1 | 9066.1023 | 0 |  | 53404.8825 | 30
3350 | 1762.222 | 71244.528 | 1 | 1 | 3679.909 | 1 | 1 | 1 | 23849.4779 | 0 |  | 53390.6251 | 28
3351 | 1032.624 | 105867.652 | 1 | 1 | 2109.571 | 1 | 1 | 1 | 9360.4049 | 0 |  | 55592.1897 | 28
3352 | 1032.624 | 88560.733 | 1 | 1 | 1848.185 | 1 | 1 | 1 |  | #REF! |  | 55091.253 | 25
3353 | 1032.624 | 76642.344 | 1 | 1 | 2109.603 | 1 | 1 | 1 |  | #REF! |  | 54648.2543 | 24
3354 | 1762.222 | 42095.149 | 1 | 1 | 3680.328 | 1 | 1 | 1 |  | #REF! |  | 53555.2909 | 31
3355 | 6139.858 | 28118.558 | 1 | 1 | 5187.304 | 1 | 1 | 1 |  | #REF! |  | 52828.4796 | 32
3356 | 7599.07 | 29387.722 | 1 | 1 | 5254.481 | 1 | 1 | 1 |  | #REF! |  | 53440.4592 | 34
3357 | 1762.222 | 16153.052 | 1 | 1 | 4077.742 | 1 | 1 | 1 |  | #REF! |  | 54997.3533 | 36
3358 | 1762.222 | 15703.842 | 1 | 1 | 2964.703 | 1 | 1 | 1 |  | #REF! |  | 54206.1765 | 35
3359 | 1762.222 | 15254.631 | 1 | 1 | 1656.564 | 1 | 1 | 1 |  | #REF! |  | 53081.9244 | 34
3360 | 1032.624 | 15254.631 | 1 | 1 | 1265.893 | 1 | 1 | 1 |  | #REF! |  | 52160.3028 | 29
3361 | 1032.624 | 15254.631 | 1 | 1 | 558.52 | 1 | 1 | 1 |  | #REF! |  | 50622.627 | 28
3362 | 1032.624 | 15187.613 | 1 | 1 | 321.142 | 1 | 1 | 1 |  | #REF! |  | 48310.8802 | 16
3363 | 1032.624 | 15187.613 | 1 | 1 | 263.972 | 1 | 1 | 1 |  | #REF! |  | 48061.7681 | 18
3364 | 1032.624 | 15187.613 | 1 | 1 | 264.795 | 1 | 1 | 1 |  | #REF! |  | 47698.5742 | 17
3365 | 1032.624 | 15187.613 | 1 | 1 | 239.656 | 1 | 1 | 1 |  | #REF! |  | 48501.189 | 15
3366 | 1762.222 | 15187.613 | 1 | 1 | 2511.32 | 1 | 1 | 1 |  | #REF! |  | 48928.2486 | 20
3367 | 6139.858 | 15289.651 | 1 | 1 | 6580.499 | 1 | 1 | 1 |  | #REF! |  | 49580.4498 | 21
3368 | 1762.222 | 42221.128 | 1 | 1 | 5331.578 | 1 | 1 | 1 |  | #REF! |  | 49869.9135 | 28
3369 | 1032.624 | 71706.747 | 1 | 1 | 4410.95 | 1 | 1 | 1 |  | #REF! |  | 49140.0446 | 37
3370 | 1153.24 | 89772.551 | 1 | 1 | 3359.593 | 1 | 1 | 1 | 9251.6405 | 0 |  | 49271.5334 | 39
3371 | 1213.547 | 107574.947 | 1 | 1 | 2964.739 | 1 | 1 | 1 | 20802.2006 | 0 |  | 49731.2889 | 38
3372 | 1213.547 | 90258.054 | 1 | 1 | 2767.142 | 1 | 1 | 1 | 23288.2324 | 0 |  | 49613.2187 | 32
3373 | 6200.166 | 49073.456 | 1 | 1 | 4140.641 | 1 | 1 | 1 | 12510.1111 | 0 |  | 48838.1308 | 32
3374 | 1762.222 | 71244.743 | 1 | 1 | 3682.078 | 1 | 1 | 1 | 30432.835 | 0 |  | 48964.2975 | 31
3375 | 1032.624 | 105867.989 | 1 | 1 | 2111.151 | 1 | 1 | 1 | 22478.097 | 0 |  | 49829.9733 | 26
3376 | 1032.624 | 88561.147 | 1 | 1 | 1849.881 | 1 | 1 | 1 | 7082.3673 | 0 |  | 49788.9196 | 32
3377 | 1032.624 | 76642.768 | 1 | 1 | 2111.496 | 1 | 1 | 1 |  | #REF! |  | 50011.0244 | 28
3378 | 1762.222 | 42095.591 | 1 | 1 | 3683.395 | 1 | 1 | 1 |  | #REF! |  | 51044.6161 | 31
3379 | 6139.858 | 28118.78 | 1 | 1 | 5191.312 | 1 | 1 | 1 |  | #REF! |  | 51879.601 | 36
3380 | 7599.07 | 29387.877 | 1 | 1 | 5258.202 | 1 | 1 | 1 |  | #REF! |  | 52699.2281 | 42
3381 | 1762.222 | 16153.052 | 1 | 1 | 4080.666 | 1 | 1 | 1 |  | #REF! |  | 53683.6745 | 45
3382 | 1762.222 | 15703.842 | 1 | 1 | 2967.21 | 1 | 1 | 1 |  | #REF! |  | 53178.9603 | 46
3383 | 1762.222 | 15254.631 | 1 | 1 | 1658.035 | 1 | 1 | 1 |  | #REF! |  | 52699.3974 | 38
3384 | 1032.624 | 15254.631 | 1 | 1 | 1267.124 | 1 | 1 | 1 |  | #REF! |  | 52131.0208 | 29
3385 | 1032.624 | 15254.631 | 1 | 1 | 559.513 | 1 | 1 | 1 |  | #REF! |  | 49528.7444 | 22
3386 | 1032.624 | 15187.613 | 1 | 1 | 322.457 | 1 | 1 | 1 |  | #REF! |  | 48114.1129 | 16
3387 | 1032.624 | 15187.613 | 1 | 1 | 267.707 | 1 | 1 | 1 |  | #REF! |  | 47696.0249 | 17
3388 | 1032.624 | 15187.613 | 1 | 1 | 268.593 | 1 | 1 | 1 |  | #REF! |  | 47626.3339 | 13
3389 | 1032.624 | 15187.613 | 1 | 1 | 241.88 | 1 | 1 | 1 |  | #REF! |  | 47967.6779 | 10
3390 | 1762.222 | 15187.613 | 1 | 1 | 2513.476 | 1 | 1 | 1 |  | #REF! |  | 48498.3044 | 21
3391 | 6139.858 | 15289.651 | 1 | 1 | 6585.896 | 1 | 1 | 1 |  | #REF! |  | 49504.21 | 40
3392 | 1762.222 | 42221.58 | 1 | 1 | 5336.255 | 1 | 1 | 1 |  | #REF! |  | 52171.498 | 59
3393 | 1032.624 | 71707.141 | 1 | 1 | 4414.396 | 1 | 1 | 1 |  | #REF! |  | 54256.3788 | 42
3394 | 1153.24 | 89773.064 | 1 | 1 | 3362.439 | 1 | 1 | 1 | 14428.1521 | 0 |  | 57834.8758 | 26
3395 | 1213.547 | 107575.482 | 1 | 1 | 2967.333 | 1 | 1 | 1 | 22478.7973 | 0 |  | 60055.7334 | 26
3396 | 1213.547 | 90258.563 | 1 | 1 | 2769.48 | 1 | 1 | 1 | 9014.0667 | 0 |  | 60360.2431 | 28
3397 | 6200.166 | 49073.829 | 1 | 1 | 4143.539 | 1 | 1 | 1 | 29759.5927 | 0 |  | 58879.6556 | 27
3398 | 1762.222 | 71245.126 | 1 | 1 | 3684.549 | 1 | 1 | 1 | 27249.5269 | 0 |  | 58812.5934 | 26
3399 | 1032.624 | 105868.323 | 1 | 1 | 2112.487 | 1 | 1 | 1 |  | #REF! |  | 62764.608 | 25
3400 | 1032.624 | 88561.389 | 1 | 1 | 1850.935 | 1 | 1 | 1 |  | #REF! |  | 63054.621 | 20
3401 | 1032.624 | 76643.008 | 1 | 1 | 2112.634 | 1 | 1 | 1 |  | #REF! |  | 63075.2413 | 27
3402 | 1762.222 | 42095.861 | 1 | 1 | 3685.218 | 1 | 1 | 1 |  | #REF! |  | 63296.4584 | 19
3403 | 6139.858 | 28118.909 | 1 | 1 | 5193.765 | 1 | 1 | 1 |  | #REF! |  | 62719.9773 | 44
3404 | 7599.07 | 29387.997 | 1 | 1 | 5260.908 | 1 | 1 | 1 |  | #REF! |  | 62066.0504 | 35
3405 | 1762.222 | 16153.052 | 1 | 1 | 4082.961 | 1 | 1 | 1 |  | #REF! |  | 61756.3165 | 37
3406 | 1762.222 | 15703.842 | 1 | 1 | 2968.864 | 1 | 1 | 1 |  | #REF! |  | 59725.2881 | 37
3407 | 1762.222 | 15254.631 | 1 | 1 | 1659.208 | 1 | 1 | 1 |  | #REF! |  | 58655.6475 | 33
3408 | 1032.624 | 15254.631 | 1 | 1 | 1268.24 | 1 | 1 | 1 |  | #REF! |  | 57062.2537 | 30
3409 | 1032.624 | 15254.631 | 1 | 1 | 560.471 | 1 | 1 | 1 |  | #REF! |  | 55566.0957 | 23
3410 | 1032.624 | 15187.613 | 1 | 1 | 323.71 | 1 | 1 | 1 |  | #REF! |  | 53828.4423 | 9
3411 | 1032.624 | 15187.613 | 1 | 1 | 271.456 | 1 | 1 | 1 |  | #REF! |  | 52936.4861 | 12
3412 | 1032.624 | 15187.613 | 1 | 1 | 272.343 | 1 | 1 | 1 |  | #REF! |  | 52425.0209 | 16
3413 | 1032.624 | 15187.613 | 1 | 1 | 244.002 | 1 | 1 | 1 |  | #REF! |  | 52403.6892 | 7
3414 | 1762.222 | 15187.613 | 1 | 1 | 2515.612 | 1 | 1 | 1 |  | #REF! |  | 52850.1708 | 21
3415 | 6139.858 | 15289.651 | 1 | 1 | 6591.043 | 1 | 1 | 1 |  | #REF! |  | 53805.3691 | 30
3416 | 1762.222 | 42221.983 | 1 | 1 | 5340.229 | 1 | 1 | 1 |  | #REF! |  | 55062.6306 | 48
3417 | 1032.624 | 71707.554 | 1 | 1 | 4417.727 | 1 | 1 | 1 |  | #REF! |  | 57280.8779 | 36
3418 | 1153.24 | 89773.51 | 1 | 1 | 3364.808 | 1 | 1 | 1 |  | #REF! |  | 60824.8542 | 25
3419 | 1213.547 | 107575.964 | 1 | 1 | 2969.562 | 1 | 1 | 1 |  | #REF! |  | 61858.5529 | 22
3420 | 1213.547 | 90259.027 | 1 | 1 | 2771.473 | 1 | 1 | 1 |  | #REF! |  | 62254.1824 | 20
3421 | 6200.166 | 49074.289 | 1 | 1 | 4146.74 | 1 | 1 | 1 |  | #REF! |  | 60090.7267 | 24
3422 | 1762.222 | 71245.692 | 1 | 1 | 3687.835 | 1 | 1 | 1 |  | #REF! |  | 59810.7122 | 26
3423 | 1032.624 | 105868.949 | 1 | 1 | 2114.619 | 1 | 1 | 1 |  | #REF! |  | 63617.9057 | 23
3424 | 1032.624 | 88561.968 | 1 | 1 | 1852.864 | 1 | 1 | 1 |  | #REF! |  | 63769.0419 | 20
3425 | 1032.624 | 76643.675 | 1 | 1 | 2114.922 | 1 | 1 | 1 |  | #REF! |  | 63997.7759 | 21
3426 | 1762.222 | 42096.571 | 1 | 1 | 3688.876 | 1 | 1 | 1 |  | #REF! |  | 63563.4611 | 24
3427 | 6139.858 | 28119.307 | 1 | 1 | 5199.009 | 1 | 1 | 1 |  | #REF! |  | 62704.8665 | 29
3428 | 7599.07 | 29388.306 | 1 | 1 | 5266.155 | 1 | 1 | 1 |  | #REF! |  | 61659.0069 | 37
3429 | 1762.222 | 16153.052 | 1 | 1 | 4086.974 | 1 | 1 | 1 |  | #REF! |  | 61671.9002 | 39
3430 | 1762.222 | 15703.842 | 1 | 1 | 2971.786 | 1 | 1 | 1 |  | #REF! |  | 60175.3361 | 40
3431 | 1762.222 | 15254.631 | 1 | 1 | 1661.065 | 1 | 1 | 1 |  | #REF! |  | 58274.3258 | 38
3432 | 1032.624 | 15254.631 | 1 | 1 | 1269.818 | 1 | 1 | 1 |  | #REF! |  | 56986.0549 | 31
3433 | 1032.624 | 15254.631 | 1 | 1 | 561.707 | 1 | 1 | 1 |  | #REF! |  | 55391 | 20
3434 | 1032.624 | 15187.613 | 1 | 1 | 325.223 | 1 | 1 | 1 |  | #REF! |  | 53576.5722 | 18
3435 | 1032.624 | 15187.613 | 1 | 1 | 275.753 | 1 | 1 | 1 |  | #REF! |  | 53215.3076 | 17
3436 | 1032.624 | 15187.613 | 1 | 1 | 276.789 | 1 | 1 | 1 |  | #REF! |  | 52857.0565 | 13
3437 | 1032.624 | 15187.613 | 1 | 1 | 246.506 | 1 | 1 | 1 |  | #REF! |  | 53141.3363 | 18
3438 | 1762.222 | 15187.613 | 1 | 1 | 2517.933 | 1 | 1 | 1 |  | #REF! |  | 53522.3405 | 18
3439 | 6139.858 | 15289.651 | 1 | 1 | 6595.86 | 1 | 1 | 1 |  | #REF! |  | 54819.9403 | 35
3440 | 1762.222 | 42222.41 | 1 | 1 | 5344 | 1 | 1 | 1 |  | #REF! |  | 56085.4697 | 56
3441 | 1032.624 | 71707.95 | 1 | 1 | 4420.91 | 1 | 1 | 1 |  | #REF! |  | 58326.1906 | 38
3442 | 1153.24 | 89773.963 | 1 | 1 | 3367.152 | 1 | 1 | 1 |  | #REF! |  | 61443.7245 | 29
3443 | 1213.547 | 107576.378 | 1 | 1 | 2971.558 | 1 | 1 | 1 |  | #REF! |  | 62158.6776 | 25
3444 | 1213.547 | 90259.497 | 1 | 1 | 2773.477 | 1 | 1 | 1 |  | #REF! |  | 62112.7406 | 24
3445 | 6200.166 | 49074.678 | 1 | 1 | 4149.568 | 1 | 1 | 1 |  | #REF! |  | 60335.8201 | 26
3446 | 1762.222 | 71246.032 | 1 | 1 | 3689.949 | 1 | 1 | 1 |  | #REF! |  | 59861.8881 | 31
3447 | 1032.624 | 105869.266 | 1 | 1 | 2115.824 | 1 | 1 | 1 |  | #REF! |  | 62709.421 | 27
3448 | 1032.624 | 88562.218 | 1 | 1 | 1853.855 | 1 | 1 | 1 |  | #REF! |  | 63041.669 | 27
3449 | 1032.624 | 76643.889 | 1 | 1 | 2115.869 | 1 | 1 | 1 |  | #REF! |  | 63203.0889 | 28
3450 | 1762.222 | 42096.826 | 1 | 1 | 3690.355 | 1 | 1 | 1 |  | #REF! |  | 62645.8006 | 29
3451 | 6139.858 | 28119.436 | 1 | 1 | 5201.031 | 1 | 1 | 1 |  | #REF! |  | 61679.1304 | 29
3452 | 7599.07 | 29388.426 | 1 | 1 | 5268.528 | 1 | 1 | 1 |  | #REF! |  | 61458.1054 | 34
3453 | 1762.222 | 16153.052 | 1 | 1 | 4088.69 | 1 | 1 | 1 |  | #REF! |  | 61237.0803 | 35
3454 | 1762.222 | 15703.842 | 1 | 1 | 2972.97 | 1 | 1 | 1 |  | #REF! |  | 59578.9267 | 38
3455 | 1762.222 | 15254.631 | 1 | 1 | 1661.738 | 1 | 1 | 1 |  | #REF! |  | 57708.9314 | 36
3456 | 1032.624 | 15254.631 | 1 | 1 | 1270.259 | 1 | 1 | 1 |  | #REF! |  | 56178.0144 | 32
3457 | 1032.624 | 15254.631 | 1 | 1 | 544.043 | 1 | 1 | 1 |  | #REF! |  | 53956.693 | 21
3458 | 1032.624 | 15187.613 | 1 | 1 | 597.973 | 1 | 1 | 1 |  | #REF! |  | 51957.3601 | 16
3459 | 1032.624 | 15187.613 | 1 | 1 | 389.295 | 1 | 1 | 1 |  | #REF! |  | 52111.5898 | 16
3460 | 1032.624 | 15187.613 | 1 | 1 | 244.826 | 1 | 1 | 1 |  | #REF! |  | 52004.7207 | 18
3461 | 1032.624 | 15187.613 | 1 | 1 | 245.28 | 1 | 1 | 1 |  | #REF! |  | 51928.4102 | 18
3462 | 1762.222 | 15187.613 | 1 | 1 | 707.271 | 1 | 1 | 1 |  | #REF! |  | 52295.8001 | 19
3463 | 6139.858 | 15289.651 | 1 | 1 | 1877.836 | 1 | 1 | 1 |  | #REF! |  | 53612.5342 | 36
3464 | 1762.222 | 28315.508 | 1 | 1 | 3171.754 | 1 | 1 | 1 |  | #REF! |  | 53731.5378 | 58
3465 | 1032.624 | 29359.994 | 1 | 1 | 5141.907 | 1 | 1 | 1 |  | #REF! |  | 56166.6038 | 38
3466 | 1153.24 | 30480.222 | 1 | 1 | 5083.278 | 1 | 1 | 1 | 16147.8465 | 0 |  | 59644.9059 | 27
3467 | 1213.547 | 31366.886 | 1 | 1 | 4574.348 | 1 | 1 | 1 | 27599.4941 | 0 |  | 60781.9044 | 26
3468 | 1213.547 | 30990.315 | 1 | 1 | 4910.424 | 1 | 1 | 1 | 33395.4002 | 0 |  | 61281.7859 | 24
3469 | 6200.166 | 29082.385 | 1 | 1 | 4963.429 | 1 | 1 | 1 | 39584.4013 | 0 |  | 58871.8247 | 27
3470 | 1762.222 | 28898.789 | 1 | 1 | 3951.063 | 1 | 1 | 1 | 7450.0715 | 0 |  | 58373.6249 | 30
3471 | 1032.624 | 29660.383 | 1 | 1 | 3163.449 | 1 | 1 | 1 | 23149.2215 | 0 |  | 61881.2546 | 24
3472 | 1032.624 | 29275.136 | 1 | 1 | 2489.106 | 1 | 1 | 1 | 14480.7693 | 0 |  | 61545.7661 | 25
3473 | 1032.624 | 28898.602 | 1 | 1 | 3163.436 | 1 | 1 | 1 |  | #REF! |  | 61891.761 | 25
3474 | 1762.222 | 28213.69 | 1 | 1 | 4063.604 | 1 | 1 | 1 |  | #REF! |  | 61778.6441 | 26
3475 | 6139.858 | 28119.355 | 1 | 1 | 5639.405 | 1 | 1 | 1 |  | #REF! |  | 60363.7442 | 33
3476 | 7599.07 | 29388.361 | 1 | 1 | 4459.324 | 1 | 1 | 1 |  | #REF! |  | 60082.4042 | 33
3477 | 1762.222 | 16153.052 | 1 | 1 | 2492.639 | 1 | 1 | 1 |  | #REF! |  | 60408.1173 | 35
3478 | 1762.222 | 15703.842 | 1 | 1 | 2437.548 | 1 | 1 | 1 |  | #REF! |  | 58722.3395 | 38
3479 | 1762.222 | 15254.631 | 1 | 1 | 1988.916 | 1 | 1 | 1 |  | #REF! |  | 56998.3389 | 36
3480 | 1032.624 | 15254.631 | 1 | 1 | 1204.973 | 1 | 1 | 1 |  | #REF! |  | 55860.1668 | 31
3481 | 1032.624 | 15254.631 | 1 | 1 | 714.758 | 1 | 1 | 1 |  | #REF! |  | 53831.0388 | 23
3482 | 1032.624 | 15187.613 | 1 | 1 | 536.176 | 1 | 1 | 1 |  | #REF! |  | 51757.5079 | 18
3483 | 1032.624 | 15187.613 | 1 | 1 | 421.442 | 1 | 1 | 1 |  | #REF! |  | 51545.3257 | 15
3484 | 1032.624 | 15187.613 | 1 | 1 | 247.206 | 1 | 1 | 1 |  | #REF! |  | 50816.4202 | 14
3485 | 1032.624 | 15187.613 | 1 | 1 | 247.797 | 1 | 1 | 1 |  | #REF! |  | 50766.9306 | 15
3486 | 1762.222 | 15187.613 | 1 | 1 | 422.164 | 1 | 1 | 1 |  | #REF! |  | 51392.3098 | 20
3487 | 6139.858 | 15289.651 | 1 | 1 | 1267.135 | 1 | 1 | 1 |  | #REF! |  | 53008.2693 | 36
3488 | 1762.222 | 15633.806 | 1 | 1 | 2569.701 | 1 | 1 | 1 |  | #REF! |  | 55026.4271 | 55
3489 | 1032.624 | 16672.301 | 1 | 1 | 4061.866 | 1 | 1 | 1 | 3872.8689 | 0 |  | 55110.5175 | 40
3490 | 1153.24 | 17792.711 | 1 | 1 | 5366.973 | 1 | 1 | 1 | 15804.6509 | 0 |  | 58534.8641 | 27
3491 | 1213.547 | 18679.56 | 1 | 1 | 5924.65 | 1 | 1 | 1 | 36275.3843 | 0 |  | 58694.006 | 26
3492 | 1213.547 | 18294.356 | 1 | 1 | 6233.251 | 1 | 1 | 1 | 46503.6177 | 0 |  | 59670.2156 | 22
3493 | 6200.166 | 16386.615 | 1 | 1 | 5358.861 | 1 | 1 | 1 | 23864.1378 | 0 |  | 57007.1298 | 17
3494 | 1762.222 | 16203.155 | 1 | 1 | 4612.903 | 1 | 1 | 1 | 31970.1359 | 0 |  | 57055.2458 | 23
3495 | 1032.624 | 16973.565 | 1 | 1 | 3618.262 | 1 | 1 | 1 | 23514.3532 | 0 |  | 59834.4944 | 20
3496 | 1032.624 | 16588.361 | 1 | 1 | 3183.195 | 1 | 1 | 1 | 9586.2907 | 0 |  | 59877.2514 | 18
3497 | 1032.624 | 16203.155 | 1 | 1 | 1818.583 | 1 | 1 | 1 |  | #REF! |  | 60346.9161 | 21
3498 | 1762.222 | 15499.763 | 1 | 1 | 3432.482 | 1 | 1 | 1 |  | #REF! |  | 59818.8709 | 16
3499 | 6139.858 | 15423.694 | 1 | 1 | 4489.599 | 1 | 1 | 1 |  | #REF! |  | 58738.1942 | 34
3500 | 7599.07 | 16701.288 | 1 | 1 | 4864.306 | 1 | 1 | 1 |  | #REF! |  | 58467.9155 | 31
3501 | 1762.222 | 16153.052 | 1 | 1 | 2504.063 | 1 | 1 | 1 |  | #REF! |  | 59122.0494 | 33
3502 | 1762.222 | 15703.842 | 1 | 1 | 2318.662 | 1 | 1 | 1 |  | #REF! |  | 57910.262 | 33
3503 | 1762.222 | 15254.631 | 1 | 1 | 2133.198 | 1 | 1 | 1 |  | #REF! |  | 57558.5963 | 34
3504 | 1032.624 | 15254.631 | 1 | 1 | 1204.723 | 1 | 1 | 1 |  | #REF! |  | 56066.424 | 29
3505 | 1032.624 | 15254.631 | 1 | 1 | 563.08 | 1 | 1 | 1 |  | #REF! |  | 54648.5319 | 22
3506 | 1032.624 | 15187.613 | 1 | 1 | 327.034 | 1 | 1 | 1 |  | #REF! |  | 51813.6227 | 15
3507 | 1032.624 | 15187.613 | 1 | 1 | 281.317 | 1 | 1 | 1 |  | #REF! |  | 51027.2875 | 16
3508 | 1032.624 | 15187.613 | 1 | 1 | 282.054 | 1 | 1 | 1 |  | #REF! |  | 50792.2081 | 13
3509 | 1032.624 | 15187.613 | 1 | 1 | 249.223 | 1 | 1 | 1 |  | #REF! |  | 50302.3074 | 13
3510 | 1762.222 | 15187.613 | 1 | 1 | 2519.771 | 1 | 1 | 1 |  | #REF! |  | 50246.9235 | 18
3511 | 6139.858 | 15289.651 | 1 | 1 | 6600.058 | 1 | 1 | 1 |  | #REF! |  | 50543.1275 | 21
3512 | 1762.222 | 42233.845 | 1 | 1 | 5347.155 | 1 | 1 | 1 |  | #REF! |  | 50543.7613 | 28
3513 | 1032.624 | 71708.522 | 1 | 1 | 4423.141 | 1 | 1 | 1 |  | #REF! |  | 51488.572 | 38
3514 | 1153.24 | 89774.578 | 1 | 1 | 3368.692 | 1 | 1 | 1 | 24817.9012 | 0 |  | 53726.5568 | 31
3515 | 1213.547 | 107576.911 | 1 | 1 | 2972.662 | 1 | 1 | 1 | 38540.2611 | 0 |  | 54057.006 | 37
3516 | 1213.547 | 90259.971 | 1 | 1 | 2774.236 | 1 | 1 | 1 | 36638.6785 | 0 |  | 54772.7285 | 26
3517 | 6200.166 | 49075.047 | 1 | 1 | 4150.367 | 1 | 1 | 1 | 27351.7814 | 0 |  | 53016.3866 | 24
3518 | 1762.222 | 71246.387 | 1 | 1 | 3690.579 | 1 | 1 | 1 | 41140.7954 | 0 |  | 52775.7381 | 23
3519 | 1032.624 | 105869.546 | 1 | 1 | 2115.969 | 1 | 1 | 1 | 22751.3461 | 0 |  | 54482.7293 | 23
3520 | 1032.624 | 88562.458 | 1 | 1 | 1853.92 | 1 | 1 | 1 | 16195.9093 | 0 |  | 53843.6469 | 20
3521 | 1032.624 | 76644.097 | 1 | 1 | 2115.882 | 1 | 1 | 1 |  | #REF! |  | 53844.9289 | 23
3522 | 1762.222 | 42097.11 | 1 | 1 | 3690.34 | 1 | 1 | 1 |  | #REF! |  | 53544.0369 | 25
3523 | 6139.858 | 28119.563 | 1 | 1 | 5200.995 | 1 | 1 | 1 |  | #REF! |  | 53069.0876 | 28
3524 | 7599.07 | 29388.526 | 1 | 1 | 5268.567 | 1 | 1 | 1 |  | #REF! |  | 53693.9833 | 28
3525 | 1762.222 | 16153.052 | 1 | 1 | 4089.306 | 1 | 1 | 1 |  | #REF! |  | 55064.8797 | 35
3526 | 1762.222 | 15703.842 | 1 | 1 | 2973.645 | 1 | 1 | 1 |  | #REF! |  | 54856.5811 | 34
3527 | 1762.222 | 15254.631 | 1 | 1 | 1662.381 | 1 | 1 | 1 |  | #REF! |  | 54379.1548 | 31
3528 | 1032.624 | 15254.631 | 1 | 1 | 1271.029 | 1 | 1 | 1 |  | #REF! |  | 53113.1314 | 26
3529 | 1032.624 | 15254.631 | 1 | 1 | 562.933 | 1 | 1 | 1 |  | #REF! |  | 50650.5414 | 25
3530 | 1032.624 | 15187.613 | 1 | 1 | 327.199 | 1 | 1 | 1 |  | #REF! |  | 48595.1231 | 17
3531 | 1032.624 | 15187.613 | 1 | 1 | 282.336 | 1 | 1 | 1 |  | #REF! |  | 47482.5662 | 18
3532 | 1032.624 | 15187.613 | 1 | 1 | 283.476 | 1 | 1 | 1 |  | #REF! |  | 47383.2171 | 16
3533 | 1032.624 | 15187.613 | 1 | 1 | 250.32 | 1 | 1 | 1 |  | #REF! |  | 47227.6812 | 14
3534 | 1762.222 | 15187.613 | 1 | 1 | 2521.246 | 1 | 1 | 1 |  | #REF! |  | 46737.5346 | 19
3535 | 6139.858 | 15289.651 | 1 | 1 | 6604.472 | 1 | 1 | 1 |  | #REF! |  | 47588.6539 | 22
3536 | 1762.222 | 42223.201 | 1 | 1 | 5351.442 | 1 | 1 | 1 |  | #REF! |  | 48096.4915 | 26
3537 | 1032.624 | 71708.961 | 1 | 1 | 4427.452 | 1 | 1 | 1 |  | #REF! |  | 47098.6442 | 34
3538 | 1153.24 | 89775.206 | 1 | 1 | 3372.36 | 1 | 1 | 1 | 17873.3231 | 0 |  | 48191.1636 | 38
3539 | 1213.547 | 107577.643 | 1 | 1 | 2976.332 | 1 | 1 | 1 | 28707.7878 | 0 |  | 47540.1032 | 35
3540 | 1213.547 | 90260.82 | 1 | 1 | 2778.065 | 1 | 1 | 1 | 44782.1223 | 0 |  | 47687.0458 | 33
3541 | 6200.166 | 49075.816 | 1 | 1 | 4156.142 | 1 | 1 | 1 | 35282.2722 | 0 |  | 47536.7144 | 29
3542 | 1762.222 | 71247.263 | 1 | 1 | 3696.007 | 1 | 1 | 1 | 39303.6992 | 0 |  | 48006.514 | 28
3543 | 1032.624 | 105870.58 | 1 | 1 | 2119.621 | 1 | 1 | 1 | 36020.1402 | 0 |  | 48369.6144 | 24
3544 | 1032.624 | 88563.446 | 1 | 1 | 1857.354 | 1 | 1 | 1 | 18127.5766 | 0 |  | 48723.382 | 27
3545 | 1032.624 | 76645.176 | 1 | 1 | 2119.768 | 1 | 1 | 1 |  | #REF! |  | 49070.2762 | 29
3546 | 1762.222 | 42098.274 | 1 | 1 | 3696.674 | 1 | 1 | 1 |  | #REF! |  | 50021.5583 | 29
3547 | 6139.858 | 28120.207 | 1 | 1 | 5209.627 | 1 | 1 | 1 |  | #REF! |  | 51159.6111 | 34
3548 | 7599.07 | 29389.031 | 1 | 1 | 5277.278 | 1 | 1 | 1 |  | #REF! |  | 51757.6558 | 41
3549 | 1762.222 | 16153.052 | 1 | 1 | 4095.798 | 1 | 1 | 1 |  | #REF! |  | 53711.7769 | 44
3550 | 1762.222 | 15703.842 | 1 | 1 | 2978.542 | 1 | 1 | 1 |  | #REF! |  | 52976.0481 | 45
3551 | 1762.222 | 15254.631 | 1 | 1 | 1665.406 | 1 | 1 | 1 |  | #REF! |  | 51957.2864 | 38
3552 | 1032.624 | 15254.631 | 1 | 1 | 1273.441 | 1 | 1 | 1 |  | #REF! |  | 50801.4691 | 30
3553 | 1032.624 | 15254.631 | 1 | 1 | 564.649 | 1 | 1 | 1 |  | #REF! |  | 47892.2427 | 20
3554 | 1032.624 | 15187.613 | 1 | 1 | 329.061 | 1 | 1 | 1 |  | #REF! |  | 46981.8027 | 16
3555 | 1032.624 | 15187.613 | 1 | 1 | 287.192 | 1 | 1 | 1 |  | #REF! |  | 46524.7451 | 17
3556 | 1032.624 | 15187.613 | 1 | 1 | 288.133 | 1 | 1 | 1 |  | #REF! |  | 46482.351 | 18
3557 | 1032.624 | 15187.613 | 1 | 1 | 252.742 | 1 | 1 | 1 |  | #REF! |  | 46969.3822 | 16
3558 | 1762.222 | 15187.613 | 1 | 1 | 2523.544 | 1 | 1 | 1 |  | #REF! |  | 47394.9151 | 21
3559 | 6139.858 | 15289.651 | 1 | 1 | 6609.538 | 1 | 1 | 1 |  | #REF! |  | 49709.3409 | 37
3560 | 1762.222 | 42223.722 | 1 | 1 | 5355.374 | 1 | 1 | 1 |  | #REF! |  | 52740.0627 | 61
3561 | 1032.624 | 71709.35 | 1 | 1 | 4430.587 | 1 | 1 | 1 |  | #REF! |  | 56817.2852 | 39
3562 | 1153.24 | 89775.667 | 1 | 1 | 3374.808 | 1 | 1 | 1 |  | #REF! |  | 60127.8213 | 25
3563 | 1213.547 | 107578.097 | 1 | 1 | 2978.531 | 1 | 1 | 1 | 12026.0692 | 0 |  | 61387.5165 | 23
3564 | 1213.547 | 90261.258 | 1 | 1 | 2780.024 | 1 | 1 | 1 | 24114.0861 | 0 |  | 62581.7509 | 31
3565 | 6200.166 | 49076.21 | 1 | 1 | 4158.92 | 1 | 1 | 1 | 16607.7327 | 0 |  | 61115.8295 | 25
3566 | 1762.222 | 71247.717 | 1 | 1 | 3698.651 | 1 | 1 | 1 | 27062.0463 | 0 |  | 60944.6101 | 24
3567 | 1032.624 | 105871.04 | 1 | 1 | 2121.276 | 1 | 1 | 1 | 13211.6023 | 0 |  | 64639.3008 | 22
3568 | 1032.624 | 88563.87 | 1 | 1 | 1858.859 | 1 | 1 | 1 |  | #REF! |  | 65121.5475 | 21
3569 | 1032.624 | 76645.66 | 1 | 1 | 2121.524 | 1 | 1 | 1 |  | #REF! |  | 65599.927 | 23
3570 | 1762.222 | 42098.765 | 1 | 1 | 3699.359 | 1 | 1 | 1 |  | #REF! |  | 65601.0927 | 20
3571 | 6139.858 | 28120.473 | 1 | 1 | 5213.418 | 1 | 1 | 1 |  | #REF! |  | 63842.6009 | 29
3572 | 7599.07 | 29389.228 | 1 | 1 | 5280.823 | 1 | 1 | 1 |  | #REF! |  | 62717.9964 | 28
3573 | 1762.222 | 16153.052 | 1 | 1 | 4098.279 | 1 | 1 | 1 |  | #REF! |  | 62292.1416 | 35
3574 | 1762.222 | 15703.842 | 1 | 1 | 2980.036 | 1 | 1 | 1 |  | #REF! |  | 61083.6782 | 38
3575 | 1762.222 | 15254.631 | 1 | 1 | 1666.046 | 1 | 1 | 1 |  | #REF! |  | 59217.6253 | 35
3576 | 1032.624 | 15254.631 | 1 | 1 | 1273.84 | 1 | 1 | 1 |  | #REF! |  | 58505.6222 | 28
3577 | 1032.624 | 15254.631 | 1 | 1 | 564.944 | 1 | 1 | 1 |  | #REF! |  | 55766.5849 | 13
3578 | 1032.624 | 15187.613 | 1 | 1 | 329.44 | 1 | 1 | 1 |  | #REF! |  | 52484.0737 | 18
3579 | 1032.624 | 15187.613 | 1 | 1 | 288.553 | 1 | 1 | 1 |  | #REF! |  | 52251.614 | 9
3580 | 1032.624 | 15187.613 | 1 | 1 | 289.139 | 1 | 1 | 1 |  | #REF! |  | 52131.8516 | 10
3581 | 1032.624 | 15187.613 | 1 | 1 | 253.079 | 1 | 1 | 1 |  | #REF! |  | 52193.4318 | 17
3582 | 1762.222 | 15187.613 | 1 | 1 | 2523.096 | 1 | 1 | 1 |  | #REF! |  | 52053.8479 | 12
3583 | 6139.858 | 15289.651 | 1 | 1 | 6608.524 | 1 | 1 | 1 |  | #REF! |  | 52373.3595 | 31
3584 | 1762.222 | 42223.608 | 1 | 1 | 5355.542 | 1 | 1 | 1 |  | #REF! |  | 54669.8365 | 51
3585 | 1032.624 | 71709.334 | 1 | 1 | 4431.347 | 1 | 1 | 1 |  | #REF! |  | 56049.0084 | 34
3586 | 1153.24 | 89775.656 | 1 | 1 | 3375.461 | 1 | 1 | 1 |  | #REF! |  | 60681.0961 | 27
3587 | 1213.547 | 107578.117 | 1 | 1 | 2979.189 | 1 | 1 | 1 |  | #REF! |  | 62152.8791 | 20
3588 | 1213.547 | 90261.2 | 1 | 1 | 2780.391 | 1 | 1 | 1 |  | #REF! |  | 63098.4224 | 28
3589 | 6200.166 | 49076.144 | 1 | 1 | 4159.357 | 1 | 1 | 1 |  | #REF! |  | 61437.1175 | 31
3590 | 1762.222 | 71247.562 | 1 | 1 | 3698.602 | 1 | 1 | 1 |  | #REF! |  | 60698.1418 | 25
3591 | 1032.624 | 105870.846 | 1 | 1 | 2121.12 | 1 | 1 | 1 |  | #REF! |  | 63911.1785 | 26
3592 | 1032.624 | 88563.706 | 1 | 1 | 1858.724 | 1 | 1 | 1 |  | #REF! |  | 64347.1945 | 23
3593 | 1032.624 | 76645.473 | 1 | 1 | 2121.397 | 1 | 1 | 1 |  | #REF! |  | 64390.1515 | 20
3594 | 1762.222 | 42098.646 | 1 | 1 | 3699.555 | 1 | 1 | 1 |  | #REF! |  | 64259.6064 | 25
3595 | 6139.858 | 28120.356 | 1 | 1 | 5213.126 | 1 | 1 | 1 |  | #REF! |  | 62424.1639 | 27
3596 | 7599.07 | 29389.108 | 1 | 1 | 5280.169 | 1 | 1 | 1 |  | #REF! |  | 61908.4765 | 35
3597 | 1762.222 | 16153.052 | 1 | 1 | 4097.15 | 1 | 1 | 1 |  | #REF! |  | 61429.7418 | 35
3598 | 1762.222 | 15703.842 | 1 | 1 | 2979.014 | 1 | 1 | 1 |  | #REF! |  | 59254.4003 | 36
3599 | 1762.222 | 15254.631 | 1 | 1 | 1665.004 | 1 | 1 | 1 |  | #REF! |  | 57313.6172 | 35
3600 | 1032.624 | 15254.631 | 1 | 1 | 1272.694 | 1 | 1 | 1 |  | #REF! |  | 56731.571 | 30
3601 | 1032.624 | 15254.631 | 1 | 1 | 564.057 | 1 | 1 | 1 |  | #REF! |  | 54711.6085 | 22
3602 | 1032.624 | 15187.613 | 1 | 1 | 328.421 | 1 | 1 | 1 |  | #REF! |  | 52986.0435 | 17
3603 | 1032.624 | 15187.613 | 1 | 1 | 286.107 | 1 | 1 | 1 |  | #REF! |  | 52928.3156 | 14
3604 | 1032.624 | 15187.613 | 1 | 1 | 286.525 | 1 | 1 | 1 |  | #REF! |  | 52289.404 | 14
3605 | 1032.624 | 15187.613 | 1 | 1 | 251.358 | 1 | 1 | 1 |  | #REF! |  | 51857.1816 | 13
3606 | 1762.222 | 15187.613 | 1 | 1 | 2520.537 | 1 | 1 | 1 |  | #REF! |  | 52136.9408 | 21
3607 | 6139.858 | 15289.651 | 1 | 1 | 6602.204 | 1 | 1 | 1 |  | #REF! |  | 53469.7931 | 32
3608 | 1762.222 | 42222.673 | 1 | 1 | 5349.17 | 1 | 1 | 1 |  | #REF! |  | 54813.9333 | 55
3609 | 1032.624 | 71708.198 | 1 | 1 | 4424.712 | 1 | 1 | 1 |  | #REF! |  | 57694.6588 | 39
3610 | 1153.24 | 89774.228 | 1 | 1 | 3369.945 | 1 | 1 | 1 |  | #REF! |  | 60469.8977 | 28
3611 | 1213.547 | 107576.549 | 1 | 1 | 2973.704 | 1 | 1 | 1 |  | #REF! |  | 61318.6921 | 30
3612 | 1213.547 | 90259.684 | 1 | 1 | 2775.6 | 1 | 1 | 1 |  | #REF! |  | 61998.3799 | 24
3613 | 6200.166 | 49074.879 | 1 | 1 | 4152.991 | 1 | 1 | 1 |  | #REF! |  | 60820.2638 | 33
3614 | 1762.222 | 71246.289 | 1 | 1 | 3693.153 | 1 | 1 | 1 |  | #REF! |  | 60609.9695 | 29
3615 | 1032.624 | 105869.561 | 1 | 1 | 2117.798 | 1 | 1 | 1 |  | #REF! |  | 64413.4691 | 28
3616 | 1032.624 | 88562.526 | 1 | 1 | 1855.744 | 1 | 1 | 1 |  | #REF! |  | 64370.0032 | 28
3617 | 1032.624 | 76644.188 | 1 | 1 | 2118.001 | 1 | 1 | 1 |  | #REF! |  | 64967.7813 | 26
3618 | 1762.222 | 42097.215 | 1 | 1 | 3694.048 | 1 | 1 | 1 |  | #REF! |  | 64410.6611 | 24
3619 | 6139.858 | 28119.568 | 1 | 1 | 5205.681 | 1 | 1 | 1 |  | #REF! |  | 62890.2404 | 25
3620 | 7599.07 | 29388.483 | 1 | 1 | 5272.5 | 1 | 1 | 1 |  | #REF! |  | 61782.1526 | 29
3621 | 1762.222 | 16153.052 | 1 | 1 | 4091.492 | 1 | 1 | 1 |  | #REF! |  | 61191.5077 | 31
3622 | 1762.222 | 15703.842 | 1 | 1 | 2974.793 | 1 | 1 | 1 |  | #REF! |  | 59773.8131 | 35
3623 | 1762.222 | 15254.631 | 1 | 1 | 1662.686 | 1 | 1 | 1 |  | #REF! |  | 57887.2899 | 32
3624 | 1032.624 | 15254.631 | 1 | 1 | 1270.956 | 1 | 1 | 1 |  | #REF! |  | 57111.6429 | 30
3625 | 1032.624 | 15254.631 | 1 | 1 | 544.784 | 1 | 1 | 1 |  | #REF! |  | 54493.8276 | 18
3626 | 1032.624 | 15187.613 | 1 | 1 | 598.687 | 1 | 1 | 1 |  | #REF! |  | 53139.9513 | 16
3627 | 1032.624 | 15187.613 | 1 | 1 | 390.225 | 1 | 1 | 1 |  | #REF! |  | 53126.441 | 13
3628 | 1032.624 | 15187.613 | 1 | 1 | 247.532 | 1 | 1 | 1 |  | #REF! |  | 52845.9097 | 11
3629 | 1032.624 | 15187.613 | 1 | 1 | 247.904 | 1 | 1 | 1 |  | #REF! |  | 52800.9383 | 12
3630 | 1762.222 | 15187.613 | 1 | 1 | 707.786 | 1 | 1 | 1 |  | #REF! |  | 52928.7786 | 15
3631 | 6139.858 | 15289.651 | 1 | 1 | 1878.693 | 1 | 1 | 1 |  | #REF! |  | 54333.7512 | 29
3632 | 1762.222 | 28315.423 | 1 | 1 | 3173.427 | 1 | 1 | 1 |  | #REF! |  | 55517.6313 | 49
3633 | 1032.624 | 29360.013 | 1 | 1 | 5145.655 | 1 | 1 | 1 |  | #REF! |  | 58095.7785 | 33
3634 | 1153.24 | 30487.153 | 1 | 1 | 5087.349 | 1 | 1 | 1 |  | #REF! |  | 61236.3488 | 18
3635 | 1213.547 | 31402.537 | 1 | 1 | 4578.094 | 1 | 1 | 1 |  | #REF! |  | 62530.556 | 22
3636 | 1213.547 | 31061.268 | 1 | 1 | 4914.331 | 1 | 1 | 1 |  | #REF! |  | 63613.2708 | 25
3637 | 6200.166 | 29161.718 | 1 | 1 | 4967.507 | 1 | 1 | 1 |  | #REF! |  | 61917.3324 | 29
3638 | 1762.222 | 28989.154 | 1 | 1 | 3954.426 | 1 | 1 | 1 |  | #REF! |  | 61031.9911 | 27
3639 | 1032.624 | 29750.558 | 1 | 1 | 3166.414 | 1 | 1 | 1 |  | #REF! |  | 64131.7526 | 23
3640 | 1032.624 | 29369.049 | 1 | 1 | 2491.499 | 1 | 1 | 1 |  | #REF! |  | 64756.384 | 22
3641 | 1032.624 | 29000.896 | 1 | 1 | 3166.523 | 1 | 1 | 1 |  | #REF! |  | 64105.7877 | 19
3642 | 1762.222 | 28326.024 | 1 | 1 | 4067.42 | 1 | 1 | 1 |  | #REF! |  | 63580.7478 | 18
3643 | 6139.858 | 28218.735 | 1 | 1 | 5643.91 | 1 | 1 | 1 |  | #REF! |  | 62188.6466 | 16
3644 | 7599.07 | 29464.809 | 1 | 1 | 4462.477 | 1 | 1 | 1 |  | #REF! |  | 61578.3572 | 32
3645 | 1762.222 | 16153.052 | 1 | 1 | 2494.166 | 1 | 1 | 1 |  | #REF! |  | 61045.2908 | 32
3646 | 1762.222 | 15703.842 | 1 | 1 | 2438.629 | 1 | 1 | 1 |  | #REF! |  | 58909.4945 | 35
3647 | 1762.222 | 15254.631 | 1 | 1 | 1989.491 | 1 | 1 | 1 |  | #REF! |  | 56684.82 | 34
3648 | 1032.624 | 15254.631 | 1 | 1 | 1205.191 | 1 | 1 | 1 |  | #REF! |  | 54889.2501 | 30
3649 | 1032.624 | 15254.631 | 1 | 1 | 714.76 | 1 | 1 | 1 |  | #REF! |  | 53504.1021 | 21
3650 | 1032.624 | 15187.613 | 1 | 1 | 536.016 | 1 | 1 | 1 |  | #REF! |  | 51665.4867 | 17
3651 | 1032.624 | 15187.613 | 1 | 1 | 421.204 | 1 | 1 | 1 |  | #REF! |  | 51305.9254 | 15
3652 | 1032.624 | 15187.613 | 1 | 1 | 247.151 | 1 | 1 | 1 |  | #REF! |  | 51493.1535 | 13
3653 | 1032.624 | 15187.613 | 1 | 1 | 247.442 | 1 | 1 | 1 |  | #REF! |  | 51435.6768 | 12
3654 | 1762.222 | 15187.613 | 1 | 1 | 421.457 | 1 | 1 | 1 |  | #REF! |  | 51475.8271 | 16
3655 | 6139.858 | 15289.651 | 1 | 1 | 1265.88 | 1 | 1 | 1 |  | #REF! |  | 52958.8604 | 26
3656 | 1762.222 | 15633.806 | 1 | 1 | 2567.578 | 1 | 1 | 1 |  | #REF! |  | 54009.779 | 52
3657 | 1032.624 | 16672.301 | 1 | 1 | 4058.82 | 1 | 1 | 1 |  | #REF! |  | 55621.3524 | 36
3658 | 1153.24 | 17792.711 | 1 | 1 | 5363.16 | 1 | 1 | 1 | 17188.7037 | 0 |  | 58474.807 | 18
3659 | 1213.547 | 18679.56 | 1 | 1 | 5920.717 | 1 | 1 | 1 | 27995.1545 | 0 |  | 59346.1023 | 23
3660 | 1213.547 | 18294.356 | 1 | 1 | 6229.813 | 1 | 1 | 1 | 42502.1397 | 0 |  | 60105.706 | 23
3661 | 6200.166 | 16386.615 | 1 | 1 | 5355.689 | 1 | 1 | 1 | 40779.8939 | 0 |  | 57684.1996 | 16
3662 | 1762.222 | 16203.155 | 1 | 1 | 4610.336 | 1 | 1 | 1 | 11258.0053 | 0 |  | 57615.8284 | 22
3663 | 1032.624 | 16973.565 | 1 | 1 | 3616.308 | 1 | 1 | 1 | 23126.1431 | 0 |  | 61155.6178 | 16
3664 | 1032.624 | 16588.361 | 1 | 1 | 3182.066 | 1 | 1 | 1 | 5126.006 | 0 |  | 60984.6301 | 20
3665 | 1032.624 | 16203.155 | 1 | 1 | 1817.978 | 1 | 1 | 1 |  | #REF! |  | 60866.9008 | 18
3666 | 1762.222 | 15499.763 | 1 | 1 | 3431.314 | 1 | 1 | 1 |  | #REF! |  | 60728.925 | 20
3667 | 6139.858 | 15423.694 | 1 | 1 | 4487.525 | 1 | 1 | 1 |  | #REF! |  | 59633.1274 | 27
3668 | 7599.07 | 16701.288 | 1 | 1 | 4861.52 | 1 | 1 | 1 |  | #REF! |  | 58711.6873 | 29
3669 | 1762.222 | 16153.052 | 1 | 1 | 2502.195 | 1 | 1 | 1 |  | #REF! |  | 58664.346 | 28
3670 | 1762.222 | 15703.842 | 1 | 1 | 2316.477 | 1 | 1 | 1 |  | #REF! |  | 57366.6592 | 28
3671 | 1762.222 | 15254.631 | 1 | 1 | 2130.804 | 1 | 1 | 1 |  | #REF! |  | 55366.9991 | 25
3672 | 1032.624 | 15254.631 | 1 | 1 | 1202.768 | 1 | 1 | 1 |  | #REF! |  | 54304.93 | 25
3673 | 1032.624 | 15254.631 | 1 | 1 | 561.553 | 1 | 1 | 1 |  | #REF! |  | 52849.6354 | 20
3674 | 1032.624 | 15187.613 | 1 | 1 | 325.202 | 1 | 1 | 1 |  | #REF! |  | 51586.1182 | 10
3675 | 1032.624 | 15187.613 | 1 | 1 | 276.879 | 1 | 1 | 1 |  | #REF! |  | 50771.7629 | 10
3676 | 1032.624 | 15187.613 | 1 | 1 | 277.275 | 1 | 1 | 1 |  | #REF! |  | 50644.005 | 13
3677 | 1032.624 | 15187.613 | 1 | 1 | 246.179 | 1 | 1 | 1 |  | #REF! |  | 50577.2872 | 14
3678 | 1762.222 | 15187.613 | 1 | 1 | 2515.72 | 1 | 1 | 1 |  | #REF! |  | 50448.37 | 15
3679 | 6139.858 | 15289.651 | 1 | 1 | 6593.344 | 1 | 1 | 1 |  | #REF! |  | 50790.7564 | 19
3680 | 1762.222 | 44267.9 | 1 | 1 | 5344.681 | 1 | 1 | 1 |  | #REF! |  | 50635.5658 | 26
3681 | 1032.624 | 75102.286 | 1 | 1 | 4422.963 | 1 | 1 | 1 | 677.4327 | 0 |  | 50525.8359 | 37
3682 | 1153.24 | 94527.003 | 1 | 1 | 3368.621 | 1 | 1 | 1 | 23871.3723 | 0 |  | 50439.3982 | 36
3683 | 1213.547 | 113683.204 | 1 | 1 | 2972.306 | 1 | 1 | 1 | 35626.9025 | 0 |  | 51630.8987 | 33
3684 | 1213.547 | 95023.073 | 1 | 1 | 2773.138 | 1 | 1 | 1 | 35357.3881 | 0 |  | 52497.5083 | 29
3685 | 6200.166 | 49802.213 | 1 | 1 | 4148.211 | 1 | 1 | 1 | 31919.4157 | 0 |  | 51784.2693 | 26
3686 | 1762.222 | 74686.764 | 1 | 1 | 3689.819 | 1 | 1 | 1 | 31998.1786 | 0 |  | 51847.8886 | 27
3687 | 1032.624 | 112015.198 | 1 | 1 | 2116.314 | 1 | 1 | 1 | 22298.8919 | 0 |  | 52248.1958 | 23
3688 | 1032.624 | 93356.686 | 1 | 1 | 1854.654 | 1 | 1 | 1 | 14985.3122 | 0 |  | 52068.4981 | 22
3689 | 1032.624 | 81489.476 | 1 | 1 | 2116.053 | 1 | 1 | 1 |  | #REF! |  | 52511.7739 | 27
3690 | 1762.222 | 44207.336 | 1 | 1 | 3690.456 | 1 | 1 | 1 |  | #REF! |  | 51724.988 | 25
3691 | 6139.858 | 28189.516 | 1 | 1 | 5200.294 | 1 | 1 | 1 |  | #REF! |  | 51158.3911 | 27
3692 | 7599.07 | 29434.511 | 1 | 1 | 5266.774 | 1 | 1 | 1 |  | #REF! |  | 51557.0355 | 28
3693 | 1762.222 | 16153.052 | 1 | 1 | 4085.876 | 1 | 1 | 1 |  | #REF! |  | 52343.5481 | 28
3694 | 1762.222 | 15703.842 | 1 | 1 | 2969.596 | 1 | 1 | 1 |  | #REF! |  | 52114.0618 | 32
3695 | 1762.222 | 15254.631 | 1 | 1 | 1658.843 | 1 | 1 | 1 |  | #REF! |  | 50992.1769 | 29
3696 | 1032.624 | 15254.631 | 1 | 1 | 1267.237 | 1 | 1 | 1 |  | #REF! |  | 49963.9503 | 23
3697 | 1032.624 | 15254.631 | 1 | 1 | 559.511 | 1 | 1 | 1 |  | #REF! |  | 49598.2262 | 19
3698 | 1032.624 | 15187.613 | 1 | 1 | 322.862 | 1 | 1 | 1 |  | #REF! |  | 47601.0956 | 13
3699 | 1032.624 | 15187.613 | 1 | 1 | 269.668 | 1 | 1 | 1 |  | #REF! |  | 47127.3965 | 13
3700 | 1032.624 | 15187.613 | 1 | 1 | 269.507 | 1 | 1 | 1 |  | #REF! |  | 46828.4928 | 12
3701 | 1032.624 | 15187.613 | 1 | 1 | 241.342 | 1 | 1 | 1 |  | #REF! |  | 46704.3067 | 12
3702 | 1762.222 | 15187.613 | 1 | 1 | 2509.95 | 1 | 1 | 1 |  | #REF! |  | 47121.8733 | 12
3703 | 6139.858 | 15289.651 | 1 | 1 | 6578.429 | 1 | 1 | 1 |  | #REF! |  | 47309.5527 | 19
3704 | 1762.222 | 44281.923 | 1 | 1 | 5330.964 | 1 | 1 | 1 |  | #REF! |  | 47248.8801 | 22
3705 | 1032.624 | 75157.462 | 1 | 1 | 4411.179 | 1 | 1 | 1 | 8343.6618 | 0 |  | 47152.0935 | 31
3706 | 1153.24 | 94816.132 | 1 | 1 | 3360.439 | 1 | 1 | 1 | 30034.9549 | 0 |  | 47423.6319 | 35
3707 | 1213.547 | 114577.632 | 1 | 1 | 2966.3 | 1 | 1 | 1 | 46644.5186 | 0 |  | 47354.7245 | 35
3708 | 1213.547 | 96417.652 | 1 | 1 | 2769.23 | 1 | 1 | 1 | 46677.9305 | 0 |  | 48571.2422 | 29
3709 | 6200.166 | 50398.438 | 1 | 1 | 4144.651 | 1 | 1 | 1 | 34317.1439 | 0 |  | 48333.5171 | 31
3710 | 1762.222 | 76562.185 | 1 | 1 | 3686.151 | 1 | 1 | 1 | 48598.9152 | 0 |  | 48512.7827 | 29
3711 | 1032.624 | 116303.814 | 1 | 1 | 2113.597 | 1 | 1 | 1 | 33516.2428 | 0 |  | 47759.3914 | 25
3712 | 1032.624 | 96518.482 | 1 | 1 | 1852.556 | 1 | 1 | 1 | 22585.3998 | 0 |  | 48570.543 | 24
3713 | 1032.624 | 86875.017 | 1 | 1 | 2113.252 | 1 | 1 | 1 |  | #REF! |  | 49139.2531 | 24
3714 | 1762.222 | 48848.481 | 1 | 1 | 3685.384 | 1 | 1 | 1 |  | #REF! |  | 50015.5902 | 26
3715 | 6139.858 | 30425.794 | 1 | 1 | 5192.767 | 1 | 1 | 1 |  | #REF! |  | 50721.8762 | 31
3716 | 7599.07 | 31273.121 | 1 | 1 | 5258.432 | 1 | 1 | 1 |  | #REF! |  | 51530.1138 | 33
3717 | 1762.222 | 16161.684 | 1 | 1 | 4079.754 | 1 | 1 | 1 |  | #REF! |  | 52198.0303 | 35
3718 | 1762.222 | 15708.472 | 1 | 1 | 2965.777 | 1 | 1 | 1 |  | #REF! |  | 51726.9118 | 42
3719 | 1762.222 | 15256.92 | 1 | 1 | 1656.69 | 1 | 1 | 1 |  | #REF! |  | 51025.026 | 27
3720 | 1032.624 | 15254.631 | 1 | 1 | 1265.673 | 1 | 1 | 1 |  | #REF! |  | 49881.259 | 24
3721 | 1032.624 | 15254.631 | 1 | 1 | 558.743 | 1 | 1 | 1 |  | #REF! |  | 47597.1716 | 18
3722 | 1032.624 | 15187.613 | 1 | 1 | 322.084 | 1 | 1 | 1 |  | #REF! |  | 47321.6955 | 11
3723 | 1032.624 | 15187.613 | 1 | 1 | 268.49 | 1 | 1 | 1 |  | #REF! |  | 47069.6655 | 9
3724 | 1032.624 | 15187.613 | 1 | 1 | 269.254 | 1 | 1 | 1 |  | #REF! |  | 46661.8528 | 10
3725 | 1032.624 | 15187.613 | 1 | 1 | 241.803 | 1 | 1 | 1 |  | #REF! |  | 47625.7457 | 9
3726 | 1762.222 | 15187.613 | 1 | 1 | 2511.621 | 1 | 1 | 1 |  | #REF! |  | 47824.7175 | 13
3727 | 6139.858 | 15289.651 | 1 | 1 | 6581.062 | 1 | 1 | 1 |  | #REF! |  | 50261.6799 | 30
3728 | 1762.222 | 44290.839 | 1 | 1 | 5331.739 | 1 | 1 | 1 |  | #REF! |  | 51501.8742 | 49
3729 | 1032.624 | 75324.966 | 1 | 1 | 4410.547 | 1 | 1 | 1 |  | #REF! |  | 53915.947 | 34
3730 | 1153.24 | 95785.568 | 1 | 1 | 3358.945 | 1 | 1 | 1 | 12245.7031 | 0 |  | 56577.0298 | 23
3731 | 1213.547 | 117434.96 | 1 | 1 | 2964.056 | 1 | 1 | 1 | 20403.2749 | 0 |  | 57604.2361 | 24
3732 | 1213.547 | 99850.655 | 1 | 1 | 2766.596 | 1 | 1 | 1 | 17992.0532 | 0 |  | 58898.688 | 25
3733 | 6206.607 | 53557.309 | 1 | 1 | 4139.972 | 1 | 1 | 1 | 34528.2196 | 0 |  | 56767.9099 | 28
3734 | 1767.714 | 80955.094 | 1 | 1 | 3681.565 | 1 | 1 | 1 | 25459.3782 | 0 |  | 55908.3678 | 21
3735 | 1040.778 | 129344.194 | 1 | 1 | 2110.634 | 1 | 1 | 1 | 17195.3922 | 0 |  | 59206.6117 | 23
3736 | 1053.009 | 107254.055 | 1 | 1 | 1849.238 | 1 | 1 | 1 | 5017.6797 | 0 |  | 59360.4168 | 23
3737 | 1050.412 | 96331.323 | 1 | 1 | 2110.807 | 1 | 1 | 1 |  | #REF! |  | 60189.1521 | 16
3738 | 1771.732 | 51304.075 | 1 | 1 | 3682.266 | 1 | 1 | 1 |  | #REF! |  | 60510.2206 | 21
3739 | 6154.378 | 32219.549 | 1 | 1 | 5189.585 | 1 | 1 | 1 |  | #REF! |  | 59305.6167 | 24
3740 | 7603.059 | 32334.93 | 1 | 1 | 5256.712 | 1 | 1 | 1 |  | #REF! |  | 58699.3099 | 26
3741 | 1762.222 | 16164.127 | 1 | 1 | 4079.037 | 1 | 1 | 1 |  | #REF! |  | 58314.3115 | 29
3742 | 1762.222 | 15711.038 | 1 | 1 | 2965.426 | 1 | 1 | 1 |  | #REF! |  | 56973.847 | 37
3743 | 1762.222 | 15256.641 | 1 | 1 | 1656.786 | 1 | 1 | 1 |  | #REF! |  | 54667.0403 | 31
3744 | 1032.624 | 15254.631 | 1 | 1 | 1265.971 | 1 | 1 | 1 |  | #REF! |  | 53625.3627 | 26
3745 | 1032.624 | 15254.631 | 1 | 1 | 558.485 | 1 | 1 | 1 |  | #REF! |  | 52301.9771 | 21
3746 | 1032.624 | 15187.613 | 1 | 1 | 321.152 | 1 | 1 | 1 |  | #REF! |  | 50920.4309 | 17
3747 | 1032.624 | 15187.613 | 1 | 1 | 264.781 | 1 | 1 | 1 |  | #REF! |  | 50665.4188 | 17
3748 | 1032.624 | 15187.613 | 1 | 1 | 265.002 | 1 | 1 | 1 |  | #REF! |  | 50099.0533 | 12
3749 | 1032.624 | 15187.613 | 1 | 1 | 239.184 | 1 | 1 | 1 |  | #REF! |  | 50252.8057 | 12
3750 | 1762.222 | 15187.613 | 1 | 1 | 2508.98 | 1 | 1 | 1 |  | #REF! |  | 50340.4417 | 16
3751 | 6139.858 | 15289.651 | 1 | 1 | 6575.932 | 1 | 1 | 1 |  | #REF! |  | 50968.7322 | 16
3752 | 1762.222 | 44345.585 | 1 | 1 | 5329.755 | 1 | 1 | 1 |  | #REF! |  | 51053.5084 | 24
3753 | 1032.624 | 75249.711 | 1 | 1 | 4410.777 | 1 | 1 | 1 |  | #REF! |  | 50792.0742 | 27
3754 | 1153.24 | 95297.828 | 1 | 1 | 3359.402 | 1 | 1 | 1 |  | #REF! |  | 54074.0895 | 30
3755 | 1213.547 | 116727.855 | 1 | 1 | 2964.857 | 1 | 1 | 1 |  | #REF! |  | 55880.1979 | 29
3756 | 1213.547 | 99479.499 | 1 | 1 | 2767.649 | 1 | 1 | 1 |  | #REF! |  | 56723.1625 | 27
3757 | 6206.865 | 54047.992 | 1 | 1 | 4140.832 | 1 | 1 | 1 |  | #REF! |  | 54956.3875 | 24
3758 | 1802.229 | 86825.32 | 1 | 1 | 3681.003 | 1 | 1 | 1 |  | #REF! |  | 54882.7964 | 21
3759 | 1123.021 | 148255.239 | 1 | 1 | 2109.474 | 1 | 1 | 1 |  | #REF! |  | 56759.8923 | 19
3760 | 1144.677 | 125844.803 | 1 | 1 | 1847.587 | 1 | 1 | 1 |  | #REF! |  | 56664.8561 | 21
3761 | 1138.001 | 115329.566 | 1 | 1 | 2108.593 | 1 | 1 | 1 |  | #REF! |  | 56644.6858 | 21
3762 | 1869.451 | 65028.704 | 1 | 1 | 3678.033 | 1 | 1 | 1 |  | #REF! |  | 55500.1915 | 25
3763 | 6254.788 | 34991.633 | 1 | 1 | 5183.505 | 1 | 1 | 1 |  | #REF! |  | 54966.0461 | 28
3764 | 7686.76 | 35402.167 | 1 | 1 | 5249.925 | 1 | 1 | 1 |  | #REF! |  | 54937.7108 | 32
3765 | 1772.391 | 16211.541 | 1 | 1 | 4073.486 | 1 | 1 | 1 |  | #REF! |  | 55461.2238 | 35
3766 | 1762.222 | 15740.915 | 1 | 1 | 2961.169 | 1 | 1 | 1 |  | #REF! |  | 54690.2568 | 37
3767 | 1762.222 | 15277.074 | 1 | 1 | 1654.054 | 1 | 1 | 1 |  | #REF! |  | 53610.6428 | 30
3768 | 1032.624 | 15271.738 | 1 | 1 | 1263.633 | 1 | 1 | 1 |  | #REF! |  | 52642.0657 | 25
3769 | 1032.624 | 15266.036 | 1 | 1 | 556.943 | 1 | 1 | 1 |  | #REF! |  | 50859.3212 | 17
3770 | 1032.624 | 15192.765 | 1 | 1 | 319.582 | 1 | 1 | 1 |  | #REF! |  | 49433.236 | 16
3771 | 1032.624 | 15189.093 | 1 | 1 | 260.714 | 1 | 1 | 1 |  | #REF! |  | 48587.3072 | 16
3772 | 1032.624 | 15187.613 | 1 | 1 | 261.408 | 1 | 1 | 1 |  | #REF! |  | 48942.4152 | 16
3773 | 1032.624 | 15187.613 | 1 | 1 | 237.401 | 1 | 1 | 1 |  | #REF! |  | 49134.7439 | 13
3774 | 1762.222 | 15187.613 | 1 | 1 | 2507.62 | 1 | 1 | 1 |  | #REF! |  | 49062.9065 | 18
3775 | 6139.858 | 15289.651 | 1 | 1 | 6572.694 | 1 | 1 | 1 |  | #REF! |  | 51014.1275 | 35
3776 | 1762.222 | 44763.455 | 1 | 1 | 5326.171 | 1 | 1 | 1 |  | #REF! |  | 52649.4337 | 52
3777 | 1032.624 | 76470.606 | 1 | 1 | 4406.914 | 1 | 1 | 1 |  | #REF! |  | 55837.4475 | 32
3778 | 1153.24 | 95335.148 | 1 | 1 | 3358.954 | 1 | 1 | 1 |  | #REF! |  | 59186.8454 | 23
3779 | 1213.547 | 115838.509 | 1 | 1 | 2965.175 | 1 | 1 | 1 |  | #REF! |  | 61200.4924 | 19
3780 | 1213.547 | 98177.406 | 1 | 1 | 2768.451 | 1 | 1 | 1 |  | #REF! |  | 61692.7909 | 18
3781 | 6200.166 | 52558.167 | 1 | 1 | 4143.137 | 1 | 1 | 1 |  | #REF! |  | 60022.8438 | 19
3782 | 1762.222 | 80761.341 | 1 | 1 | 3683.986 | 1 | 1 | 1 |  | #REF! |  | 59095.7551 | 19
3783 | 1062.409 | 135112.482 | 1 | 1 | 2111.441 | 1 | 1 | 1 |  | #REF! |  | 62084.8531 | 17
3784 | 1085.927 | 114611.386 | 1 | 1 | 1849.509 | 1 | 1 | 1 |  | #REF! |  | 61996.4964 | 18
3785 | 1078.088 | 104742.94 | 1 | 1 | 2110.717 | 1 | 1 | 1 |  | #REF! |  | 62139.4367 | 24
3786 | 1774.174 | 53239.956 | 1 | 1 | 3682.015 | 1 | 1 | 1 |  | #REF! |  | 61077.5421 | 26
3787 | 6203.275 | 33711.207 | 1 | 1 | 5188.066 | 1 | 1 | 1 |  | #REF! |  | 59901.4267 | 29
3788 | 7618.07 | 33464.267 | 1 | 1 | 5254.394 | 1 | 1 | 1 |  | #REF! |  | 59885.4695 | 30
3789 | 1762.222 | 16166.553 | 1 | 1 | 4076.834 | 1 | 1 | 1 |  | #REF! |  | 59125.0313 | 33
3790 | 1762.222 | 15715.248 | 1 | 1 | 2963.585 | 1 | 1 | 1 |  | #REF! |  | 57633.8928 | 29
3791 | 1762.222 | 15262.183 | 1 | 1 | 1655.506 | 1 | 1 | 1 |  | #REF! |  | 56034.4454 | 31
3792 | 1032.624 | 15258.072 | 1 | 1 | 1264.778 | 1 | 1 | 1 |  | #REF! |  | 54314.9725 | 24
3793 | 1032.624 | 15256.978 | 1 | 1 | 539.426 | 1 | 1 | 1 |  | #REF! |  | 53255.5576 | 21
3794 | 1032.624 | 15188.672 | 1 | 1 | 593.148 | 1 | 1 | 1 |  | #REF! |  | 51759.6351 | 16
3795 | 1032.624 | 15187.613 | 1 | 1 | 383.786 | 1 | 1 | 1 |  | #REF! |  | 51657.2907 | 14
3796 | 1032.624 | 15187.613 | 1 | 1 | 233.577 | 1 | 1 | 1 |  | #REF! |  | 51141.3388 | 13
3797 | 1032.624 | 15187.613 | 1 | 1 | 233.744 | 1 | 1 | 1 |  | #REF! |  | 51002.045 | 13
3798 | 1762.222 | 15187.613 | 1 | 1 | 701.919 | 1 | 1 | 1 |  | #REF! |  | 51268.002 | 15
3799 | 6139.858 | 15292.674 | 1 | 1 | 1869.585 | 1 | 1 | 1 |  | #REF! |  | 52656.5196 | 33
3800 | 1762.222 | 29330.597 | 1 | 1 | 3159.079 | 1 | 1 | 1 |  | #REF! |  | 55430.8427 | 55
3801 | 1032.624 | 32075.633 | 1 | 1 | 5122.785 | 1 | 1 | 1 |  | #REF! |  | 56726.2686 | 36
3802 | 1158.418 | 34824.725 | 1 | 1 | 5064.372 | 1 | 1 | 1 |  | #REF! |  | 59383.7257 | 27
3803 | 1258.277 | 37143.253 | 1 | 1 | 4556.736 | 1 | 1 | 1 | 18002.9252 | 0 |  | 59800.0428 | 24
3804 | 1284.069 | 37306.027 | 1 | 1 | 4892.251 | 1 | 1 | 1 | 31312.0878 | 0 |  | 59927.5165 | 23
3805 | 6334.891 | 35745.266 | 1 | 1 | 4945.862 | 1 | 1 | 1 | 35563.8987 | 0 |  | 57291.0515 | 23
3806 | 1868.15 | 36097.609 | 1 | 1 | 3937.185 | 1 | 1 | 1 | 18195.7612 | 0 |  | 57419.2072 | 23
3807 | 1203.496 | 38099.057 | 1 | 1 | 3151.626 | 1 | 1 | 1 | 16995.1312 | 0 |  | 61318.3316 | 20
3808 | 1337.603 | 38336.729 | 1 | 1 | 2478.779 | 1 | 1 | 1 | 10053.7923 | 0 |  | 61074.8072 | 22
3809 | 1426.205 | 38469.688 | 1 | 1 | 3150.205 | 1 | 1 | 1 |  | #REF! |  | 61519.4377 | 20
3810 | 2147.999 | 37660.43 | 1 | 1 | 4046.413 | 1 | 1 | 1 |  | #REF! |  | 61049.0134 | 23
3811 | 6545.874 | 36400.206 | 1 | 1 | 5615.256 | 1 | 1 | 1 |  | #REF! |  | 60280.8468 | 28
3812 | 7800.477 | 36589.395 | 1 | 1 | 4439.676 | 1 | 1 | 1 |  | #REF! |  | 59679.3318 | 32
3813 | 1838.836 | 16643.052 | 1 | 1 | 2480.424 | 1 | 1 | 1 |  | #REF! |  | 59537.7096 | 34
3814 | 1762.222 | 15880.61 | 1 | 1 | 2424.999 | 1 | 1 | 1 |  | #REF! |  | 57890.2337 | 36
3815 | 1762.222 | 15317.089 | 1 | 1 | 1977.811 | 1 | 1 | 1 |  | #REF! |  | 56182.6134 | 30
3816 | 1032.624 | 15294.929 | 1 | 1 | 1196.732 | 1 | 1 | 1 |  | #REF! |  | 53868.6281 | 28
3817 | 1032.624 | 15276.027 | 1 | 1 | 707.781 | 1 | 1 | 1 |  | #REF! |  | 52843.2289 | 16
3818 | 1032.624 | 15201.233 | 1 | 1 | 529.047 | 1 | 1 | 1 |  | #REF! |  | 51601.9557 | 13
3819 | 1032.624 | 15198.696 | 1 | 1 | 413.712 | 1 | 1 | 1 |  | #REF! |  | 51258.7803 | 13
3820 | 1032.624 | 15196.056 | 1 | 1 | 232.078 | 1 | 1 | 1 |  | #REF! |  | 50721.3826 | 12
3821 | 1032.624 | 15194.54 | 1 | 1 | 232.29 | 1 | 1 | 1 |  | #REF! |  | 50445.5272 | 11
3822 | 1762.222 | 15194.427 | 1 | 1 | 413.998 | 1 | 1 | 1 |  | #REF! |  | 50793.2575 | 15
3823 | 6139.858 | 15299.389 | 1 | 1 | 1257.944 | 1 | 1 | 1 |  | #REF! |  | 51606.0255 | 27
3824 | 1762.222 | 15647.31 | 1 | 1 | 2555.361 | 1 | 1 | 1 |  | #REF! |  | 54150.0181 | 51
3825 | 1038.148 | 16704.207 | 1 | 1 | 4040.865 | 1 | 1 | 1 |  | #REF! |  | 55565.1809 | 31
3826 | 1208.272 | 18420.958 | 1 | 1 | 5340.148 | 1 | 1 | 1 | 973.3142 | 0 |  | 58586.476 | 22
3827 | 1294.917 | 19730.245 | 1 | 1 | 5896.497 | 1 | 1 | 1 | 19835.8703 | 0 |  | 59404.196 | 19
3828 | 1343.735 | 19640.477 | 1 | 1 | 6204.429 | 1 | 1 | 1 | 24192.4289 | 0 |  | 60272.4428 | 20
3829 | 6628.109 | 17791.751 | 1 | 1 | 5334.063 | 1 | 1 | 1 | 22320.6401 | 0 |  | 57884.0309 | 19
3830 | 2018.186 | 17952.95 | 1 | 1 | 4591.673 | 1 | 1 | 1 | 33497.8627 | 0 |  | 57595.3835 | 24
3831 | 1272.137 | 19010.442 | 1 | 1 | 3601.655 | 1 | 1 | 1 | 24252.3297 | 0 |  | 61040.3615 | 20
3832 | 1384.669 | 18799.893 | 1 | 1 | 3168.27 | 1 | 1 | 1 | 6025.6374 | 0 |  | 61403.0931 | 19
3833 | 1326.24 | 17907.777 | 1 | 1 | 1809.038 | 1 | 1 | 1 |  | #REF! |  | 61358.4709 | 18
3834 | 1901.536 | 16307.913 | 1 | 1 | 3416.859 | 1 | 1 | 1 |  | #REF! |  | 61062.7726 | 21
3835 | 6369.932 | 16087.431 | 1 | 1 | 4468.216 | 1 | 1 | 1 |  | #REF! |  | 59390.9229 | 24
3836 | 7820.061 | 17459.636 | 1 | 1 | 4840.231 | 1 | 1 | 1 |  | #REF! |  | 58514.2699 | 25
3837 | 1823.468 | 16394.286 | 1 | 1 | 2490.595 | 1 | 1 | 1 |  | #REF! |  | 58932.4457 | 27
3838 | 1762.222 | 15747.92 | 1 | 1 | 2305.835 | 1 | 1 | 1 |  | #REF! |  | 57780.726 | 27
3839 | 1762.222 | 15272.98 | 1 | 1 | 2121.103 | 1 | 1 | 1 |  | #REF! |  | 55896.1956 | 30
3840 | 1032.624 | 15265.865 | 1 | 1 | 1196.367 | 1 | 1 | 1 |  | #REF! |  | 53957.041 | 29
3841 | 1032.624 | 15260.811 | 1 | 1 | 556.22 | 1 | 1 | 1 |  | #REF! |  | 52666.4292 | 19
3842 | 1032.624 | 15188.61 | 1 | 1 | 318.323 | 1 | 1 | 1 |  | #REF! |  | 50679.396 | 18
3843 | 1032.624 | 15187.613 | 1 | 1 | 256.338 | 1 | 1 | 1 |  | #REF! |  | 49842.2502 | 20
3844 | 1032.624 | 15187.613 | 1 | 1 | 257.046 | 1 | 1 | 1 |  | #REF! |  | 49465.0959 | 13
3845 | 1032.624 | 15187.613 | 1 | 1 | 235.164 | 1 | 1 | 1 |  | #REF! |  | 49495.7889 | 14
3846 | 1762.222 | 15187.613 | 1 | 1 | 2506.367 | 1 | 1 | 1 |  | #REF! |  | 49047.2631 | 17
3847 | 6139.858 | 15290.615 | 1 | 1 | 6567.91 | 1 | 1 | 1 |  | #REF! |  | 50548.7083 | 16
3848 | 1762.222 | 44529.688 | 1 | 1 | 5320.71 | 1 | 1 | 1 |  | #REF! |  | 51107.135 | 26
3849 | 1037.813 | 76277.271 | 1 | 1 | 4401.612 | 1 | 1 | 1 |  | #REF! |  | 51636.2168 | 32
3850 | 1194.669 | 98752.352 | 1 | 1 | 3352.062 | 1 | 1 | 1 |  | #REF! |  | 53558.7122 | 33
3851 | 1289.152 | 130931.397 | 1 | 1 | 2958.049 | 1 | 1 | 1 |  | #REF! |  | 54104.8134 | 30
3852 | 1333.089 | 116098.413 | 1 | 1 | 2760.667 | 1 | 1 | 1 | 6390.3207 | 0 |  | 54590.3712 | 26
3853 | 6705.344 | 58032.025 | 1 | 1 | 4131.368 | 1 | 1 | 1 |  | #REF! |  | 52649.6219 | 26
3854 | 2180.04 | 100168.193 | 1 | 1 | 3673.768 | 1 | 1 | 1 | 6742.7592 | 0 |  | 52287.397 | 23
3855 | 1535.391 | 157434.763 | 1 | 1 | 2105.735 | 1 | 1 | 1 |  | #REF! |  | 53958.7585 | 24
3856 | 1665.282 | 134715.327 | 1 | 1 | 1844.683 | 1 | 1 | 1 |  | #REF! |  | 53587.6277 | 21
3857 | 1597.3 | 120306.691 | 1 | 1 | 2105.79 | 1 | 1 | 1 |  | #REF! |  | 52681.0186 | 21
3858 | 2334.821 | 67330.934 | 1 | 1 | 3673.979 | 1 | 1 | 1 |  | #REF! |  | 52093.0206 | 22
3859 | 6689.175 | 35556.794 | 1 | 1 | 5178.33 | 1 | 1 | 1 |  | #REF! |  | 51886.234 | 24
3860 | 7902.446 | 35460.336 | 1 | 1 | 5245.329 | 1 | 1 | 1 |  | #REF! |  | 52108.0879 | 25
3861 | 1842.009 | 16437.348 | 1 | 1 | 4069.822 | 1 | 1 | 1 |  | #REF! |  | 52721.4468 | 25
3862 | 1762.222 | 15760.793 | 1 | 1 | 2958.42 | 1 | 1 | 1 |  | #REF! |  | 52510.9052 | 27
3863 | 1762.222 | 15287.532 | 1 | 1 | 1652.32 | 1 | 1 | 1 |  | #REF! |  | 52329.1192 | 23
3864 | 1032.624 | 15272.663 | 1 | 1 | 1262.089 | 1 | 1 | 1 |  | #REF! |  | 51317.7439 | 21
3865 | 1032.624 | 15269.309 | 1 | 1 | 555.29 | 1 | 1 | 1 |  | #REF! |  | 49815.2788 | 18
3866 | 1032.624 | 15199.375 | 1 | 1 | 317.016 | 1 | 1 | 1 |  | #REF! |  | 47888.4006 | 14
3867 | 1032.624 | 15198.28 | 1 | 1 | 252.345 | 1 | 1 | 1 |  | #REF! |  | 47077.6062 | 15
3868 | 1032.624 | 15196.658 | 1 | 1 | 252.783 | 1 | 1 | 1 |  | #REF! |  | 46716.0966 | 13
3869 | 1032.624 | 15195.483 | 1 | 1 | 232.506 | 1 | 1 | 1 |  | #REF! |  | 46783.9984 | 13
3870 | 1762.222 | 15195.619 | 1 | 1 | 2503.215 | 1 | 1 | 1 |  | #REF! |  | 46468.1799 | 15
3871 | 6154.508 | 15307.857 | 1 | 1 | 6560.493 | 1 | 1 | 1 |  | #REF! |  | 47012.7821 | 16
3872 | 1825.683 | 48191.071 | 1 | 1 | 5314.395 | 1 | 1 | 1 |  | #REF! |  | 48274.7618 | 22
3873 | 1158.674 | 92631.616 | 1 | 1 | 4395.374 | 1 | 1 | 1 |  | #REF! |  | 48506.1702 | 29
3874 | 1467.413 | 139579.699 | 1 | 1 | 3347.048 | 1 | 1 | 1 | 3535.7506 | 0 |  | 49466.3808 | 33
3875 | 2055.903 | 178024.099 | 1 | 1 | 2953.157 | 1 | 1 | 1 | 16540.1354 | 0 |  | 50334.4056 | 31
3876 | 2764.458 | 164241.934 | 1 | 1 | 2755.657 | 1 | 1 | 1 | 22509.4739 | 0 |  | 50007.8216 | 29
3877 | 10416.558 | 103743.595 | 1 | 1 | 4125.015 | 1 | 1 | 1 | 13400.3145 | 0 |  | 49868.6314 | 25
3878 | 5158.568 | 149347.902 | 1 | 1 | 3667.409 | 1 | 1 | 1 | 29714.8881 | 0 |  | 49719.5666 | 25
3879 | 4901.591 | 213454.716 | 1 | 1 | 2101.697 | 1 | 1 | 1 | 26817.06 | 0 |  | 50093.0134 | 21
3880 | 5380.902 | 187758.243 | 1 | 1 | 1841.18 | 1 | 1 | 1 | 12133.5201 | 0 |  | 49952.2133 | 22
3881 | 5382.369 | 171647.676 | 1 | 1 | 2101.883 | 1 | 1 | 1 |  | #REF! |  | 50045.6268 | 25
3882 | 6178.47 | 112717.849 | 1 | 1 | 3667.945 | 1 | 1 | 1 |  | #REF! |  | 50623.1505 | 23
3883 | 11999.473 | 41480.612 | 1 | 1 | 5170.985 | 1 | 1 | 1 |  | #REF! |  | 51503.3469 | 28
3884 | 12478.312 | 41333.105 | 1 | 1 | 5237.631 | 1 | 1 | 1 |  | #REF! |  | 52605.5695 | 30
3885 | 2831.278 | 18430.615 | 1 | 1 | 4063.544 | 1 | 1 | 1 |  | #REF! |  | 54007.7278 | 38
3886 | 1766.077 | 17017.889 | 1 | 1 | 2954.173 | 1 | 1 | 1 |  | #REF! |  | 53802.4868 | 39
3887 | 1762.222 | 15642.061 | 1 | 1 | 1650.139 | 1 | 1 | 1 |  | #REF! |  | 52768.6767 | 29
3888 | 1032.624 | 15308.408 | 1 | 1 | 1260.695 | 1 | 1 | 1 |  | #REF! |  | 50914.8421 | 27
3889 | 1032.624 | 15272.789 | 1 | 1 | 554.522 | 1 | 1 | 1 |  | #REF! |  | 48864.5521 | 14
3890 | 1032.624 | 15196.247 | 1 | 1 | 316.4 | 1 | 1 | 1 |  | #REF! |  | 47533.5869 | 16
3891 | 1032.624 | 15191.87 | 1 | 1 | 250.63 | 1 | 1 | 1 |  | #REF! |  | 47831.6253 | 13
3892 | 1032.624 | 15187.613 | 1 | 1 | 251.779 | 1 | 1 | 1 |  | #REF! |  | 47876.9152 | 11
3893 | 1032.624 | 15187.613 | 1 | 1 | 232.385 | 1 | 1 | 1 |  | #REF! |  | 47910.4242 | 9
3894 | 1762.222 | 15187.613 | 1 | 1 | 2504.189 | 1 | 1 | 1 |  | #REF! |  | 48121.7389 | 18
3895 | 6144.82 | 15293.925 | 1 | 1 | 6562.902 | 1 | 1 | 1 |  | #REF! |  | 49474.3059 | 32
3896 | 1777.77 | 46009.639 | 1 | 1 | 5317.243 | 1 | 1 | 1 |  | #REF! |  | 53027.8315 | 54
3897 | 1092.96 | 81210.857 | 1 | 1 | 4398.669 | 1 | 1 | 1 |  | #REF! |  | 55081.9554 | 35
3898 | 1259.21 | 118705.766 | 1 | 1 | 3350.056 | 1 | 1 | 1 |  | #REF! |  | 58506.8424 | 25
3899 | 1388.45 | 152748.514 | 1 | 1 | 2956.505 | 1 | 1 | 1 | 3618.7598 | 0 |  | 60176.4381 | 20
3900 | 1614.764 | 136387.868 | 1 | 1 | 2759.32 | 1 | 1 | 1 |  | #REF! |  | 60968.7895 | 18
3901 | 7659.256 | 69858.185 | 1 | 1 | 4129.784 | 1 | 1 | 1 |  | #REF! |  | 58874.7887 | 21
3902 | 2741.368 | 120360.089 | 1 | 1 | 3672.246 | 1 | 1 | 1 | 6839.1466 | 0 |  | 58174.0967 | 21
3903 | 2164.165 | 182860.111 | 1 | 1 | 2104.783 | 1 | 1 | 1 |  | #REF! |  | 62101.9091 | 21
3904 | 2384.756 | 158902.447 | 1 | 1 | 1843.951 | 1 | 1 | 1 |  | #REF! |  | 62682.0462 | 19
3905 | 2112.132 | 138342.859 | 1 | 1 | 2105.004 | 1 | 1 | 1 |  | #REF! |  | 63312.0432 | 18
3906 | 2671.24 | 77036.484 | 1 | 1 | 3672.909 | 1 | 1 | 1 |  | #REF! |  | 62554.6253 | 21
3907 | 7502.92 | 35963.744 | 1 | 1 | 5176.89 | 1 | 1 | 1 |  | #REF! |  | 61061.9335 | 23
3908 | 8320.172 | 36090.581 | 1 | 1 | 5243.608 | 1 | 1 | 1 |  | #REF! |  | 60176.1727 | 29
3909 | 1847.372 | 16206.51 | 1 | 1 | 4069.089 | 1 | 1 | 1 |  | #REF! |  | 59623.788 | 33
3910 | 1762.222 | 15721.187 | 1 | 1 | 2958.463 | 1 | 1 | 1 |  | #REF! |  | 58493.186 | 39
3911 | 1762.222 | 15263.701 | 1 | 1 | 1652.69 | 1 | 1 | 1 |  | #REF! |  | 57080.5757 | 31
3912 | 1032.624 | 15255.692 | 1 | 1 | 1262.734 | 1 | 1 | 1 |  | #REF! |  | 55177.386 | 29
3913 | 1032.624 | 15254.631 | 1 | 1 | 555.914 | 1 | 1 | 1 |  | #REF! |  | 53996.2776 | 16
3914 | 1032.624 | 15187.613 | 1 | 1 | 317.708 | 1 | 1 | 1 |  | #REF! |  | 51761.0784 | 13
3915 | 1032.624 | 15187.613 | 1 | 1 | 253.757 | 1 | 1 | 1 |  | #REF! |  | 51722.3924 | 14
3916 | 1032.624 | 15187.613 | 1 | 1 | 254.492 | 1 | 1 | 1 |  | #REF! |  | 51397.1926 | 14
3917 | 1032.624 | 15187.613 | 1 | 1 | 233.985 | 1 | 1 | 1 |  | #REF! |  | 51085.244 | 12
3918 | 1762.222 | 15187.613 | 1 | 1 | 2505.993 | 1 | 1 | 1 |  | #REF! |  | 51287.9587 | 14
3919 | 6139.858 | 15289.651 | 1 | 1 | 6567.438 | 1 | 1 | 1 |  | #REF! |  | 52359.4943 | 29
3920 | 1762.222 | 44489.705 | 1 | 1 | 5320.452 | 1 | 1 | 1 |  | #REF! |  | 54030.6656 | 54
3921 | 1036.89 | 76318.71 | 1 | 1 | 4401.1 | 1 | 1 | 1 |  | #REF! |  | 56250.6482 | 32
3922 | 1171.22 | 101160.342 | 1 | 1 | 3351.748 | 1 | 1 | 1 |  | #REF! |  | 60118.1714 | 22
3923 | 1268.777 | 135484.123 | 1 | 1 | 2957.597 | 1 | 1 | 1 | 6045.9554 | 0 |  | 61857.0819 | 22
3924 | 1311.194 | 120601.881 | 1 | 1 | 2760.383 | 1 | 1 | 1 | 14121.5564 | 0 |  | 62452.3206 | 16
3925 | 6622.551 | 58491.293 | 1 | 1 | 4131.144 | 1 | 1 | 1 |  | #REF! |  | 59195.6543 | 18
3926 | 2111.262 | 103583.199 | 1 | 1 | 3673.472 | 1 | 1 | 1 | 12859.0203 | 0 |  | 59285.8059 | 16
3927 | 1379.57 | 164252.444 | 1 | 1 | 2105.633 | 1 | 1 | 1 |  | #REF! |  | 62942.1488 | 20
3928 | 1450.094 | 140019.452 | 1 | 1 | 1844.705 | 1 | 1 | 1 |  | #REF! |  | 62748.1921 | 17
3929 | 1377.39 | 121788.516 | 1 | 1 | 2105.853 | 1 | 1 | 1 |  | #REF! |  | 63215.8375 | 22
3930 | 2039.215 | 65160.156 | 1 | 1 | 3674.305 | 1 | 1 | 1 |  | #REF! |  | 63161.8354 | 21
3931 | 6466.759 | 33668.381 | 1 | 1 | 5178.769 | 1 | 1 | 1 |  | #REF! |  | 61528.7715 | 24
3932 | 7769.992 | 33914.74 | 1 | 1 | 5245.809 | 1 | 1 | 1 |  | #REF! |  | 60995.7736 | 29
3933 | 1797.71 | 16170.383 | 1 | 1 | 4070.554 | 1 | 1 | 1 |  | #REF! |  | 60258.2623 | 31
3934 | 1762.222 | 15716.44 | 1 | 1 | 2959.141 | 1 | 1 | 1 |  | #REF! |  | 58794.404 | 31
3935 | 1762.222 | 15262.43 | 1 | 1 | 1652.968 | 1 | 1 | 1 |  | #REF! |  | 57366.5541 | 26
3936 | 1032.624 | 15257.113 | 1 | 1 | 1262.767 | 1 | 1 | 1 |  | #REF! |  | 55764.7749 | 25
3937 | 1032.624 | 15254.631 | 1 | 1 | 555.874 | 1 | 1 | 1 |  | #REF! |  | 53887.3916 | 19
3938 | 1032.624 | 15187.613 | 1 | 1 | 317.657 | 1 | 1 | 1 |  | #REF! |  | 52910.7617 | 18
3939 | 1032.624 | 15187.613 | 1 | 1 | 254.136 | 1 | 1 | 1 |  | #REF! |  | 52287.3452 | 15
3940 | 1032.624 | 15187.613 | 1 | 1 | 254.484 | 1 | 1 | 1 |  | #REF! |  | 51219.2899 | 13
3941 | 1032.624 | 15187.613 | 1 | 1 | 233.696 | 1 | 1 | 1 |  | #REF! |  | 51310.0801 | 13
3942 | 1762.222 | 15187.613 | 1 | 1 | 2505.424 | 1 | 1 | 1 |  | #REF! |  | 51039.1456 | 16
3943 | 6139.858 | 15289.651 | 1 | 1 | 6569.833 | 1 | 1 | 1 |  | #REF! |  | 52757.5776 | 28
3944 | 1762.222 | 44294.739 | 1 | 1 | 5323.811 | 1 | 1 | 1 |  | #REF! |  | 55771.9167 | 48
3945 | 1032.624 | 75175.065 | 1 | 1 | 4405.197 | 1 | 1 | 1 |  | #REF! |  | 57499.1479 | 32
3946 | 1153.24 | 94781.048 | 1 | 1 | 3355.749 | 1 | 1 | 1 | 5773.1803 | 0 |  | 59883.953 | 23
3947 | 1213.547 | 115484.198 | 1 | 1 | 2961.553 | 1 | 1 | 1 | 16257.4223 | 0 |  | 60631.9535 | 21
3948 | 1213.547 | 100163.483 | 1 | 1 | 2764.351 | 1 | 1 | 1 | 28633.3477 | 0 |  | 61301.4101 | 18
3949 | 6235.958 | 53315.862 | 1 | 1 | 4136.863 | 1 | 1 | 1 | 18612.9339 | 0 |  | 58853.2458 | 21
3950 | 1770.283 | 82446.266 | 1 | 1 | 3678.91 | 1 | 1 | 1 | 28264.5353 | 0 |  | 58965.9507 | 19
3951 | 1048.868 | 134247.384 | 1 | 1 | 2109.05 | 1 | 1 | 1 | 19596.1856 | 0 |  | 62762.1001 | 30
3952 | 1068.512 | 113559.26 | 1 | 1 | 1847.688 | 1 | 1 | 1 | 806.7842 | 0 |  | 62829.4948 | 23
3953 | 1078.568 | 104403.196 | 1 | 1 | 2108.662 | 1 | 1 | 1 |  | #REF! |  | 62977.1824 | 24
3954 | 1807.14 | 53719.43 | 1 | 1 | 3678.159 | 1 | 1 | 1 |  | #REF! |  | 62580.0884 | 17
3955 | 6216.661 | 33029.872 | 1 | 1 | 5182.874 | 1 | 1 | 1 |  | #REF! |  | 60991.7115 | 22
3956 | 7634.578 | 33310.556 | 1 | 1 | 5249.261 | 1 | 1 | 1 |  | #REF! |  | 60025.8554 | 26
3957 | 1762.222 | 16164.579 | 1 | 1 | 4073.139 | 1 | 1 | 1 |  | #REF! |  | 60665.1327 | 33
3958 | 1762.222 | 15711.183 | 1 | 1 | 2960.994 | 1 | 1 | 1 |  | #REF! |  | 59032.9612 | 30
3959 | 1762.222 | 15259.186 | 1 | 1 | 1653.8 | 1 | 1 | 1 |  | #REF! |  | 56635.7086 | 26
3960 | 1032.624 | 15254.631 | 1 | 1 | 1263.363 | 1 | 1 | 1 |  | #REF! |  | 54768.5396 | 21
3961 | 1032.624 | 15254.631 | 1 | 1 | 538.355 | 1 | 1 | 1 |  | #REF! |  | 54324.4467 | 22
3962 | 1032.624 | 15187.613 | 1 | 1 | 592.253 | 1 | 1 | 1 |  | #REF! |  | 51671.4501 | 13
3963 | 1032.624 | 15187.613 | 1 | 1 | 382.733 | 1 | 1 | 1 |  | #REF! |  | 51561.2157 | 17
3964 | 1032.624 | 15187.613 | 1 | 1 | 230.954 | 1 | 1 | 1 |  | #REF! |  | 51412.4517 | 11
3965 | 1032.624 | 15187.613 | 1 | 1 | 231.288 | 1 | 1 | 1 |  | #REF! |  | 51741.3795 | 13
3966 | 1762.222 | 15187.613 | 1 | 1 | 701.29 | 1 | 1 | 1 |  | #REF! |  | 51676.0099 | 19
3967 | 6139.858 | 15289.651 | 1 | 1 | 1868.293 | 1 | 1 | 1 |  | #REF! |  | 52491.808 | 32
3968 | 1762.222 | 28509.808 | 1 | 1 | 3157.498 | 1 | 1 | 1 |  | #REF! |  | 54590.2752 | 50
3969 | 1032.624 | 30156.474 | 1 | 1 | 5121.534 | 1 | 1 | 1 |  | #REF! |  | 56893.7971 | 39
3970 | 1153.24 | 32170.024 | 1 | 1 | 5063.728 | 1 | 1 | 1 | 11416.867 | 0 |  | 60280.1424 | 25
3971 | 1220.941 | 34730.5 | 1 | 1 | 4555.986 | 1 | 1 | 1 | 23945.4405 | 0 |  | 61615.4762 | 29
3972 | 1268.908 | 36071.223 | 1 | 1 | 4890.059 | 1 | 1 | 1 | 22795.5748 | 0 |  | 62730.54 | 22
3973 | 6331.079 | 34682.941 | 1 | 1 | 4942.902 | 1 | 1 | 1 | 22368.6701 | 0 |  | 60834.5166 | 23
3974 | 1882.949 | 35556.613 | 1 | 1 | 3934.093 | 1 | 1 | 1 | 24689.4686 | 0 |  | 61306.5093 | 25
3975 | 1147.851 | 36910.231 | 1 | 1 | 3150.086 | 1 | 1 | 1 | 15589.7965 | 0 |  | 64580.3651 | 24
3976 | 1146.847 | 36338.205 | 1 | 1 | 2478.515 | 1 | 1 | 1 |  | #REF! |  | 65298.1533 | 20
3977 | 1134.068 | 35775.45 | 1 | 1 | 3150.83 | 1 | 1 | 1 |  | #REF! |  | 65690.7269 | 24
3978 | 1843.579 | 34959.68 | 1 | 1 | 4048.02 | 1 | 1 | 1 |  | #REF! |  | 65563.4905 | 19
3979 | 6229.416 | 33790.2 | 1 | 1 | 5617.977 | 1 | 1 | 1 |  | #REF! |  | 63888.7056 | 19
3980 | 7673.107 | 34242.806 | 1 | 1 | 4441.58 | 1 | 1 | 1 |  | #REF! |  | 62924.9866 | 25
3981 | 1765.431 | 16176.079 | 1 | 1 | 2481.445 | 1 | 1 | 1 |  | #REF! |  | 61901.6901 | 30
3982 | 1762.222 | 15722.048 | 1 | 1 | 2425.959 | 1 | 1 | 1 |  | #REF! |  | 59913.7122 | 32
3983 | 1762.222 | 15268.723 | 1 | 1 | 1978.547 | 1 | 1 | 1 |  | #REF! |  | 57924.3866 | 28
3984 | 1032.624 | 15265.189 | 1 | 1 | 1197.138 | 1 | 1 | 1 |  | #REF! |  | 55969.3105 | 24
3985 | 1032.624 | 15262.094 | 1 | 1 | 707.962 | 1 | 1 | 1 |  | #REF! |  | 53940.2696 | 12
3986 | 1032.624 | 15191.305 | 1 | 1 | 529.118 | 1 | 1 | 1 |  | #REF! |  | 52819.4544 | 13
3987 | 1032.624 | 15188.783 | 1 | 1 | 413.72 | 1 | 1 | 1 |  | #REF! |  | 52279.4023 | 13
3988 | 1032.624 | 15187.613 | 1 | 1 | 231.694 | 1 | 1 | 1 |  | #REF! |  | 51693.7629 | 12
3989 | 1032.624 | 15187.613 | 1 | 1 | 231.978 | 1 | 1 | 1 |  | #REF! |  | 51947.9371 | 15
3990 | 1762.222 | 15187.613 | 1 | 1 | 413.967 | 1 | 1 | 1 |  | #REF! |  | 52157.4277 | 19
3991 | 6139.858 | 15295.164 | 1 | 1 | 1257.754 | 1 | 1 | 1 |  | #REF! |  | 53431.7897 | 28
3992 | 1762.222 | 15648.762 | 1 | 1 | 2554.233 | 1 | 1 | 1 |  | #REF! |  | 55059.6644 | 50
3993 | 1033.363 | 16694.207 | 1 | 1 | 4039.236 | 1 | 1 | 1 |  | #REF! |  | 57817.0972 | 35
3994 | 1193.998 | 18308.292 | 1 | 1 | 5337.487 | 1 | 1 | 1 |  | #REF! |  | 61576.196 | 22
3995 | 1286.166 | 19754.74 | 1 | 1 | 5892.825 | 1 | 1 | 1 | 15454.2864 | 0 |  | 62054.4077 | 29
3996 | 1314.904 | 19441.276 | 1 | 1 | 6200.555 | 1 | 1 | 1 | 16241.8224 | 0 |  | 63816.0703 | 23
3997 | 6451.241 | 17292.233 | 1 | 1 | 5331.708 | 1 | 1 | 1 | 20551.6425 | 0 |  | 62019.8687 | 21
3998 | 1985.263 | 17807.446 | 1 | 1 | 4589.547 | 1 | 1 | 1 | 20729.6153 | 0 |  | 62124.5872 | 26
3999 | 1376.213 | 19637.679 | 1 | 1 | 3599.525 | 1 | 1 | 1 | 11747.8631 | 0 |  | 66297.461 | 25
4000 | 1375.178 | 18714.835 | 1 | 1 | 3166.631 | 1 | 1 | 1 |  | #REF! |  | 66329.5246 | 20
4001 | 1453.002 | 18019.101 | 1 | 1 | 1807.865 | 1 | 1 | 1 |  | #REF! |  | 66797.9486 | 24
4002 | 2246.094 | 16895.002 | 1 | 1 | 3413.745 | 1 | 1 | 1 |  | #REF! |  | 66345.4644 | 18
4003 | 6614.25 | 16259.062 | 1 | 1 | 4465.306 | 1 | 1 | 1 |  | #REF! |  | 64089.5328 | 25
4004 | 7866.228 | 17421.153 | 1 | 1 | 4837.584 | 1 | 1 | 1 |  | #REF! |  | 62205.6059 | 24
4005 | 1828.293 | 16501.822 | 1 | 1 | 2488.976 | 1 | 1 | 1 |  | #REF! |  | 61549.6954 | 26
4006 | 1762.222 | 15759.737 | 1 | 1 | 2304.244 | 1 | 1 | 1 |  | #REF! |  | 60111.5722 | 27
4007 | 1762.222 | 15287.412 | 1 | 1 | 2119.459 | 1 | 1 | 1 |  | #REF! |  | 57693.6884 | 26
4008 | 1032.624 | 15271.795 | 1 | 1 | 1195.145 | 1 | 1 | 1 |  | #REF! |  | 55996.3 | 22
4009 | 1032.624 | 15269.339 | 1 | 1 | 555.081 | 1 | 1 | 1 |  | #REF! |  | 54269.6561 | 33
4010 | 1032.624 | 15199.211 | 1 | 1 | 316.78 | 1 | 1 | 1 |  | #REF! |  | 52457.3504 | 34
4011 | 1032.624 | 15197.743 | 1 | 1 | 251.733 | 1 | 1 | 1 |  | #REF! |  | 52175.4162 | 29
4012 | 1032.624 | 15196.103 | 1 | 1 | 252.144 | 1 | 1 | 1 |  | #REF! |  | 51276.0599 | 38
4013 | 1032.624 | 15194.996 | 1 | 1 | 232.18 | 1 | 1 | 1 |  | #REF! |  | 51324.7823 | 36
4014 | 1762.222 | 15196.346 | 1 | 1 | 2502.883 | 1 | 1 | 1 |  | #REF! |  | 50557.439 | 32
4015 | 6161.643 | 15311.617 | 1 | 1 | 6559.347 | 1 | 1 | 1 |  | #REF! |  | 52369.4734 | 44
4016 | 1813.613 | 46418.378 | 1 | 1 | 5313.873 | 1 | 1 | 1 |  | #REF! |  | 52530.8755 | 49
4017 | 1105.461 | 79727.89 | 1 | 1 | 4396.443 | 1 | 1 | 1 |  | #REF! |  | 53211.4135 | 56
4018 | 1271.057 | 113848.876 | 1 | 1 | 3348.619 | 1 | 1 | 1 | 9550.109 | 0 |  | 54695.2975 | 53
4019 | 1631.012 | 158051.76 | 1 | 1 | 2954.391 | 1 | 1 | 1 | 16772.5174 | 0 |  | 55482.9975 | 53
4020 | 1895.283 | 137703.192 | 1 | 1 | 2757.336 | 1 | 1 | 1 | 23742.489 | 0 |  | 56715.9931 | 55
4021 | 7659.563 | 63448.25 | 1 | 1 | 4128.351 | 1 | 1 | 1 | 13233.6598 | 0 |  | 55673.9987 | 43
4022 | 3136.346 | 121579.561 | 1 | 1 | 3670.854 | 1 | 1 | 1 | 26132.5348 | 0 |  | 55772.9216 | 41
4023 | 2800.507 | 190157.1 | 1 | 1 | 2103.696 | 1 | 1 | 1 | 19698.8619 | 0 |  | 57669.6101 | 44
4024 | 3522.723 | 165168.525 | 1 | 1 | 1842.62 | 1 | 1 | 1 |  | #REF! |  | 57248.2409 | 43
4025 | 2928.434 | 143803.168 | 1 | 1 | 2103.464 | 1 | 1 | 1 |  | #REF! |  | 57449.3088 | 46
4026 | 3742.037 | 84095.094 | 1 | 1 | 3670.226 | 1 | 1 | 1 |  | #REF! |  | 56152.0791 | 43
4027 | 9291.839 | 38865.037 | 1 | 1 | 5173.285 | 1 | 1 | 1 |  | #REF! |  | 55364.0934 | 49
4028 | 9963.081 | 38668.117 | 1 | 1 | 5239.653 | 1 | 1 | 1 |  | #REF! |  | 55621.6107 | 43
4029 | 2114.866 | 17421.861 | 1 | 1 | 4065.372 | 1 | 1 | 1 |  | #REF! |  | 56414.2607 | 42
4030 | 1762.222 | 16261.232 | 1 | 1 | 2955.539 | 1 | 1 | 1 |  | #REF! |  | 55406.1499 | 51
4031 | 1762.222 | 15320.524 | 1 | 1 | 1650.754 | 1 | 1 | 1 |  | #REF! |  | 53890.1018 | 39
4032 | 1032.624 | 15283.184 | 1 | 1 | 1261.104 | 1 | 1 | 1 |  | #REF! |  | 52468.1855 | 39
4033 | 1032.624 | 15266.957 | 1 | 1 | 554.829 | 1 | 1 | 1 |  | #REF! |  | 51771.1566 | 33
4034 | 1032.624 | 15193.086 | 1 | 1 | 316.681 | 1 | 1 | 1 |  | #REF! |  | 48747.5043 | 34
4035 | 1032.624 | 15188.291 | 1 | 1 | 251.377 | 1 | 1 | 1 |  | #REF! |  | 49565.9298 | 32
4036 | 1032.624 | 15187.613 | 1 | 1 | 252.411 | 1 | 1 | 1 |  | #REF! |  | 48878.7169 | 29
4037 | 1032.624 | 15187.613 | 1 | 1 | 232.817 | 1 | 1 | 1 |  | #REF! |  | 48603.0338 | 30
4038 | 1762.222 | 15187.613 | 1 | 1 | 2504.58 | 1 | 1 | 1 |  | #REF! |  | 48776.8453 | 33
4039 | 6139.858 | 15289.651 | 1 | 1 | 6564.331 | 1 | 1 | 1 |  | #REF! |  | 49065.3887 | 34
4040 | 1763.411 | 44857.411 | 1 | 1 | 5318.414 | 1 | 1 | 1 |  | #REF! |  | 49629.4497 | 41
4041 | 1057.671 | 77344.623 | 1 | 1 | 4399.632 | 1 | 1 | 1 |  | #REF! |  | 49905.8802 | 50
4042 | 1227.887 | 105575.021 | 1 | 1 | 3350.698 | 1 | 1 | 1 | 10473.7514 | 0 |  | 50548.7542 | 48
4043 | 1297.485 | 135454.99 | 1 | 1 | 2957.594 | 1 | 1 | 1 | 29844.6998 | 0 |  | 50930.2307 | 49
4044 | 1322.747 | 117009.751 | 1 | 1 | 2760.897 | 1 | 1 | 1 | 34568.1785 | 0 |  | 50906.9766 | 48
4045 | 6563.381 | 57327.671 | 1 | 1 | 4132.326 | 1 | 1 | 1 | 16340.7242 | 0 |  | 50759.7959 | 46
4046 | 1844.55 | 88164.255 | 1 | 1 | 3676.682 | 1 | 1 | 1 | 40287.2213 | 0 |  | 51269.1508 | 50
4047 | 1111.18 | 139865.142 | 1 | 1 | 2108.299 | 1 | 1 | 1 | 25504.2171 | 0 |  | 51483.272 | 45
4048 | 1153.983 | 120076.185 | 1 | 1 | 1846.934 | 1 | 1 | 1 | 8536.5361 | 0 |  | 51998.0503 | 40
4049 | 1152.29 | 108799.561 | 1 | 1 | 2107.991 | 1 | 1 | 1 |  | #REF! |  | 52555.0695 | 43
4050 | 1843.428 | 53135.237 | 1 | 1 | 3677.569 | 1 | 1 | 1 |  | #REF! |  | 53222.7015 | 45
4051 | 6242.225 | 32529.233 | 1 | 1 | 5182.458 | 1 | 1 | 1 |  | #REF! |  | 53870.8728 | 45
4052 | 7661.555 | 32770.141 | 1 | 1 | 5249.007 | 1 | 1 | 1 |  | #REF! |  | 54105.1631 | 48
4053 | 1763.308 | 16161.467 | 1 | 1 | 4073.045 | 1 | 1 | 1 |  | #REF! |  | 54569.5853 | 50
4054 | 1762.222 | 15708.157 | 1 | 1 | 2960.954 | 1 | 1 | 1 |  | #REF! |  | 53646.0183 | 59
4055 | 1762.222 | 15254.762 | 1 | 1 | 1653.953 | 1 | 1 | 1 |  | #REF! |  | 52864.4117 | 52
4056 | 1032.624 | 15254.631 | 1 | 1 | 1263.561 | 1 | 1 | 1 |  | #REF! |  | 50847.8351 | 50
4057 | 1032.624 | 15254.631 | 1 | 1 | 556.33 | 1 | 1 | 1 |  | #REF! |  | 50221.4822 | 37
4058 | 1032.624 | 15187.613 | 1 | 1 | 318.046 | 1 | 1 | 1 |  | #REF! |  | 49398.1604 | 34
4059 | 1032.624 | 15187.613 | 1 | 1 | 254.657 | 1 | 1 | 1 |  | #REF! |  | 49200.571 | 36
4060 | 1032.624 | 15187.613 | 1 | 1 | 254.988 | 1 | 1 | 1 |  | #REF! |  | 48504.3212 | 33
4061 | 1032.624 | 15187.613 | 1 | 1 | 233.999 | 1 | 1 | 1 |  | #REF! |  | 48812.8809 | 34
4062 | 1762.222 | 15187.613 | 1 | 1 | 2505.333 | 1 | 1 | 1 |  | #REF! |  | 49455.9774 | 36
4063 | 6139.858 | 15289.651 | 1 | 1 | 6566.515 | 1 | 1 | 1 |  | #REF! |  | 51499.9917 | 53
4064 | 1762.222 | 44594.313 | 1 | 1 | 5319.579 | 1 | 1 | 1 |  | #REF! |  | 53658.9545 | 66
4065 | 1035.727 | 76971.73 | 1 | 1 | 4399.972 | 1 | 1 | 1 |  | #REF! |  | 56731.588 | 46
4066 | 1187.489 | 108154.886 | 1 | 1 | 3350.427 | 1 | 1 | 1 |  | #REF! |  | 62112.1055 | 42
4067 | 1269.442 | 138489.727 | 1 | 1 | 2956.995 | 1 | 1 | 1 | 4605.3468 | 0 |  | 64650.2835 | 50
4068 | 1302.15 | 121942.028 | 1 | 1 | 2759.759 | 1 | 1 | 1 | 8274.724 | 0 |  | 65549.6378 | 38
4069 | 6578 | 60676.953 | 1 | 1 | 4130.095 | 1 | 1 | 1 |  | #REF! |  | 63659.588 | 49
4070 | 2086.868 | 105758.947 | 1 | 1 | 3672.62 | 1 | 1 | 1 |  | #REF! |  | 63238.1329 | 45
4071 | 1250.193 | 161428.24 | 1 | 1 | 2105.472 | 1 | 1 | 1 | 4690.0416 | 0 |  | 66891.584 | 44
4072 | 1255.848 | 136609.13 | 1 | 1 | 1844.698 | 1 | 1 | 1 |  | #REF! |  | 66879.4345 | 46
4073 | 1161.346 | 117918.498 | 1 | 1 | 2106.059 | 1 | 1 | 1 |  | #REF! |  | 67727.0189 | 40
4074 | 1856.414 | 62616.02 | 1 | 1 | 3674.771 | 1 | 1 | 1 |  | #REF! |  | 67509.7486 | 40
4075 | 6280.518 | 33511.315 | 1 | 1 | 5179.149 | 1 | 1 | 1 |  | #REF! |  | 65921.6059 | 44
4076 | 7687.963 | 33733.997 | 1 | 1 | 5245.873 | 1 | 1 | 1 |  | #REF! |  | 65003.0463 | 38
4077 | 1781.94 | 16181.74 | 1 | 1 | 4070.296 | 1 | 1 | 1 |  | #REF! |  | 64410.7284 | 49
4078 | 1762.222 | 15721.792 | 1 | 1 | 2958.925 | 1 | 1 | 1 |  | #REF! |  | 62546.0301 | 46
4079 | 1762.222 | 15267.596 | 1 | 1 | 1652.731 | 1 | 1 | 1 |  | #REF! |  | 59653.8455 | 36
4080 | 1032.624 | 15262.726 | 1 | 1 | 1262.515 | 1 | 1 | 1 |  | #REF! |  | 57252.2739 | 36
4081 | 1032.624 | 15257.128 | 1 | 1 | 555.834 | 1 | 1 | 1 |  | #REF! |  | 54378.0751 | 30
4082 | 1032.624 | 15187.613 | 1 | 1 | 317.856 | 1 | 1 | 1 |  | #REF! |  | 52088.8393 | 27
4083 | 1032.624 | 15187.613 | 1 | 1 | 254.548 | 1 | 1 | 1 |  | #REF! |  | 52472.6223 | 26
4084 | 1032.624 | 15187.613 | 1 | 1 | 255.413 | 1 | 1 | 1 |  | #REF! |  | 52099.372 | 28
4085 | 1032.624 | 15187.613 | 1 | 1 | 234.347 | 1 | 1 | 1 |  | #REF! |  | 51756.3875 | 28
4086 | 1762.222 | 15187.613 | 1 | 1 | 2506.047 | 1 | 1 | 1 |  | #REF! |  | 51839.6892 | 31
4087 | 6139.858 | 15289.651 | 1 | 1 | 6569.344 | 1 | 1 | 1 |  | #REF! |  | 53525.0396 | 38
4088 | 1762.222 | 44308.367 | 1 | 1 | 5323.428 | 1 | 1 | 1 |  | #REF! |  | 56262.4012 | 57
4089 | 1032.624 | 75393.856 | 1 | 1 | 4404.074 | 1 | 1 | 1 |  | #REF! |  | 59016.4455 | 51
4090 | 1153.24 | 95522.56 | 1 | 1 | 3354.47 | 1 | 1 | 1 |  | #REF! |  | 63740.5807 | 40
4091 | 1214.859 | 121632.516 | 1 | 1 | 2960.001 | 1 | 1 | 1 |  | #REF! |  | 65164.5631 | 30
4092 | 1231.668 | 110853.186 | 1 | 1 | 2762.246 | 1 | 1 | 1 |  | #REF! |  | 66458.6738 | 52
4093 | 6334.103 | 55403.159 | 1 | 1 | 4133.035 | 1 | 1 | 1 |  | #REF! |  | 64344.4069 | 41
4094 | 1869.052 | 95998.773 | 1 | 1 | 3675.12 | 1 | 1 | 1 |  | #REF! |  | 64879.1119 | 42
4095 | 1151.731 | 154250.01 | 1 | 1 | 2106.564 | 1 | 1 | 1 |  | #REF! |  | 68609.0653 | 50
4096 | 1144.9 | 128295.688 | 1 | 1 | 1845.667 | 1 | 1 | 1 |  | #REF! |  | 68644.0499 | 39
4097 | 1170.485 | 115059.864 | 1 | 1 | 2106.604 | 1 | 1 | 1 |  | #REF! |  | 68417.7924 | 43
4098 | 1888.365 | 61901.325 | 1 | 1 | 3675.233 | 1 | 1 | 1 |  | #REF! |  | 67329.6949 | 40
4099 | 6301.077 | 33467.119 | 1 | 1 | 5179.686 | 1 | 1 | 1 |  | #REF! |  | 65707.5733 | 41
4100 | 7681.379 | 33782.332 | 1 | 1 | 5246.601 | 1 | 1 | 1 |  | #REF! |  | 64460.3375 | 42
4101 | 1772.987 | 16170.222 | 1 | 1 | 4071.137 | 1 | 1 | 1 |  | #REF! |  | 62969.3583 | 47
4102 | 1762.222 | 15716.965 | 1 | 1 | 2959.453 | 1 | 1 | 1 |  | #REF! |  | 61321.9056 | 42
4103 | 1762.222 | 15264.06 | 1 | 1 | 1653.069 | 1 | 1 | 1 |  | #REF! |  | 58926.453 | 45
4104 | 1032.624 | 15259.488 | 1 | 1 | 1262.843 | 1 | 1 | 1 |  | #REF! |  | 56240.9761 | 38
4105 | 1032.624 | 15256.06 | 1 | 1 | 555.981 | 1 | 1 | 1 |  | #REF! |  | 54749.3795 | 36
4106 | 1032.624 | 15187.613 | 1 | 1 | 317.818 | 1 | 1 | 1 |  | #REF! |  | 53150.849 | 30
4107 | 1032.624 | 15187.613 | 1 | 1 | 254.51 | 1 | 1 | 1 |  | #REF! |  | 53131.9355 | 27
4108 | 1032.624 | 15187.613 | 1 | 1 | 255.057 | 1 | 1 | 1 |  | #REF! |  | 52672.1597 | 28
4109 | 1032.624 | 15187.613 | 1 | 1 | 234.013 | 1 | 1 | 1 |  | #REF! |  | 52688.7331 | 28
4110 | 1762.222 | 15187.613 | 1 | 1 | 2505.258 | 1 | 1 | 1 |  | #REF! |  | 52994.806 | 29
4111 | 6139.858 | 15289.651 | 1 | 1 | 6566.28 | 1 | 1 | 1 |  | #REF! |  | 54119.2222 | 44
4112 | 1762.222 | 44785.434 | 1 | 1 | 5320.046 | 1 | 1 | 1 |  | #REF! |  | 56153.4478 | 55
4113 | 1032.624 | 76975.389 | 1 | 1 | 4401.214 | 1 | 1 | 1 |  | #REF! |  | 58501.6327 | 45
4114 | 1157.359 | 104616.32 | 1 | 1 | 3352.054 | 1 | 1 | 1 |  | #REF! |  | 63369.4777 | 44
4115 | 1248.528 | 138211.178 | 1 | 1 | 2958.157 | 1 | 1 | 1 |  | #REF! |  | 64968.3974 | 44
4116 | 1304.79 | 125545.478 | 1 | 1 | 2760.555 | 1 | 1 | 1 |  | #REF! |  | 65772.5172 | 43
4117 | 6538.712 | 61653.616 | 1 | 1 | 4131.08 | 1 | 1 | 1 |  | #REF! |  | 64966.7225 | 38
4118 | 2104.861 | 111051.61 | 1 | 1 | 3672.986 | 1 | 1 | 1 |  | #REF! |  | 64743.9609 | 46
4119 | 1528.701 | 174800.668 | 1 | 1 | 2105.002 | 1 | 1 | 1 |  | #REF! |  | 68287.7983 | 43
4120 | 1636.708 | 151952.971 | 1 | 1 | 1843.964 | 1 | 1 | 1 |  | #REF! |  | 68289.688 | 47
4121 | 1646.385 | 136745.845 | 1 | 1 | 2104.755 | 1 | 1 | 1 |  | #REF! |  | 68353.5306 | 44
4122 | 2300.557 | 78131.333 | 1 | 1 | 3672.428 | 1 | 1 | 1 |  | #REF! |  | 67219.8674 | 38
4123 | 6830.849 | 36188.673 | 1 | 1 | 5176.269 | 1 | 1 | 1 |  | #REF! |  | 64824.8817 | 38
4124 | 7995.266 | 36237.387 | 1 | 1 | 5242.973 | 1 | 1 | 1 |  | #REF! |  | 63413.6159 | 37
4125 | 1847.59 | 16564.617 | 1 | 1 | 4067.857 | 1 | 1 | 1 |  | #REF! |  | 62808.6592 | 62
4126 | 1762.222 | 15813.36 | 1 | 1 | 2956.831 | 1 | 1 | 1 |  | #REF! |  | 60891.9634 | 63
4127 | 1762.222 | 15303.291 | 1 | 1 | 1651.262 | 1 | 1 | 1 |  | #REF! |  | 58416.4492 | 56
4128 | 1032.624 | 15285.138 | 1 | 1 | 1261.191 | 1 | 1 | 1 |  | #REF! |  | 56657.3643 | 45
4129 | 1032.624 | 15274.445 | 1 | 1 | 536.629 | 1 | 1 | 1 |  | #REF! |  | 56065.0143 | 46
4130 | 1032.624 | 15202.46 | 1 | 1 | 590.492 | 1 | 1 | 1 |  | #REF! |  | 52805.9335 | 38
4131 | 1032.624 | 15200.65 | 1 | 1 | 380.799 | 1 | 1 | 1 |  | #REF! |  | 53019.588 | 38
4132 | 1032.624 | 15198.954 | 1 | 1 | 227.19 | 1 | 1 | 1 |  | #REF! |  | 53115.2302 | 34
4133 | 1032.624 | 15198.178 | 1 | 1 | 227.367 | 1 | 1 | 1 |  | #REF! |  | 52921.2807 | 34
4134 | 1762.222 | 15198.527 | 1 | 1 | 699.349 | 1 | 1 | 1 |  | #REF! |  | 53097.3464 | 33
4135 | 6140.556 | 15303.617 | 1 | 1 | 1865.774 | 1 | 1 | 1 |  | #REF! |  | 54355.7581 | 50
4136 | 1783.238 | 31814.315 | 1 | 1 | 3153.171 | 1 | 1 | 1 |  | #REF! |  | 55543.8107 | 63
4137 | 1115.613 | 35224.53 | 1 | 1 | 5113.417 | 1 | 1 | 1 |  | #REF! |  | 58894.8083 | 46
4138 | 1322.837 | 38493.996 | 1 | 1 | 5054.925 | 1 | 1 | 1 |  | #REF! |  | 63038.4487 | 48
4139 | 1505.195 | 40552.305 | 1 | 1 | 4549.418 | 1 | 1 | 1 |  | #REF! |  | 64613.6189 | 47
4140 | 2151.315 | 42568.58 | 1 | 1 | 4882.945 | 1 | 1 | 1 | 5832.0296 | 0 |  | 65677.2928 | 44
4141 | 10388.873 | 41896.139 | 1 | 1 | 4936.313 | 1 | 1 | 1 |  | #REF! |  | 63956.417 | 45
4142 | 5313.055 | 43274.672 | 1 | 1 | 3928.13 | 1 | 1 | 1 | 3858.418 | 0 |  | 63892.4052 | 46
4143 | 4473.549 | 44601.567 | 1 | 1 | 3144.964 | 1 | 1 | 1 | 1017.3299 | 0 |  | 67421.2698 | 48
4144 | 4377.033 | 44128.819 | 1 | 1 | 2474.304 | 1 | 1 | 1 |  | #REF! |  | 67732.8805 | 50
4145 | 4076.182 | 43453.731 | 1 | 1 | 3145.55 | 1 | 1 | 1 |  | #REF! |  | 68379.1162 | 36
4146 | 4597.763 | 42313.712 | 1 | 1 | 4041.29 | 1 | 1 | 1 |  | #REF! |  | 67756.8375 | 47
4147 | 10942.368 | 40631.901 | 1 | 1 | 5609.368 | 1 | 1 | 1 |  | #REF! |  | 66220.9957 | 45
4148 | 11520.246 | 40666.125 | 1 | 1 | 4434.528 | 1 | 1 | 1 |  | #REF! |  | 64968.821 | 48
4149 | 2626.646 | 18331.729 | 1 | 1 | 2476.553 | 1 | 1 | 1 |  | #REF! |  | 63680.106 | 46
4150 | 1776.754 | 17433.416 | 1 | 1 | 2420.923 | 1 | 1 | 1 |  | #REF! |  | 61693.7222 | 53
4151 | 1765.843 | 16451.398 | 1 | 1 | 1974.12 | 1 | 1 | 1 |  | #REF! |  | 59151.1417 | 43
4152 | 1032.624 | 16162.289 | 1 | 1 | 1193.869 | 1 | 1 | 1 |  | #REF! |  | 57200.7629 | 41
4153 | 1032.624 | 15935.167 | 1 | 1 | 705.241 | 1 | 1 | 1 |  | #REF! |  | 56648.2671 | 35
4154 | 1032.624 | 15550.077 | 1 | 1 | 526.404 | 1 | 1 | 1 |  | #REF! |  | 53300.2465 | 37
4155 | 1032.624 | 15424.381 | 1 | 1 | 410.779 | 1 | 1 | 1 |  | #REF! |  | 53633.5575 | 33
4156 | 1032.624 | 15263.75 | 1 | 1 | 226.073 | 1 | 1 | 1 |  | #REF! |  | 53013.9625 | 31
4157 | 1032.624 | 15257.285 | 1 | 1 | 226.212 | 1 | 1 | 1 |  | #REF! |  | 53644.514 | 30
4158 | 1762.222 | 15259.004 | 1 | 1 | 410.925 | 1 | 1 | 1 |  | #REF! |  | 53670.1765 | 34
4159 | 6688.392 | 15969.599 | 1 | 1 | 1254.114 | 1 | 1 | 1 |  | #REF! |  | 55018.3448 | 47
4160 | 2357.977 | 17671.121 | 1 | 1 | 2548.245 | 1 | 1 | 1 |  | #REF! |  | 55976.2302 | 56
4161 | 2779.191 | 20864.374 | 1 | 1 | 4030.113 | 1 | 1 | 1 |  | #REF! |  | 58575.2988 | 52
4162 | 5956.593 | 23884.539 | 1 | 1 | 5326.41 | 1 | 1 | 1 |  | #REF! |  | 63260.4622 | 48
4163 | 9055.076 | 25648.016 | 1 | 1 | 5881.152 | 1 | 1 | 1 |  | #REF! |  | 65260.3577 | 49
4164 | 8588.206 | 25179.498 | 1 | 1 | 6190.046 | 1 | 1 | 1 |  | #REF! |  | 66713.1973 | 44
4165 | 18412.625 | 22920.185 | 1 | 1 | 5324.823 | 1 | 1 | 1 |  | #REF! |  | 65401.4455 | 42
4166 | 11228.709 | 22925.901 | 1 | 1 | 4583.098 | 1 | 1 | 1 | 2370.5561 | 0 |  | 65357.4137 | 46
4167 | 9795.237 | 23730.822 | 1 | 1 | 3594.678 | 1 | 1 | 1 |  | #REF! |  | 69019.1321 | 46
4168 | 9532.176 | 23012.265 | 1 | 1 | 3162.455 | 1 | 1 | 1 |  | #REF! |  | 69237.612 | 42
4169 | 9019.733 | 22324.727 | 1 | 1 | 1805.421 | 1 | 1 | 1 |  | #REF! |  | 69044.3919 | 42
4170 | 9991.591 | 21223.952 | 1 | 1 | 3410.152 | 1 | 1 | 1 |  | #REF! |  | 68306.9368 | 43
4171 | 16313.082 | 20447.996 | 1 | 1 | 4461.244 | 1 | 1 | 1 |  | #REF! |  | 66017.8733 | 47
4172 | 16272.943 | 21042.148 | 1 | 1 | 4833.216 | 1 | 1 | 1 |  | #REF! |  | 64787.2304 | 51
4173 | 6413.281 | 20410.577 | 1 | 1 | 2485.335 | 1 | 1 | 1 |  | #REF! |  | 63843.8384 | 48
4174 | 1818.276 | 18689.449 | 1 | 1 | 2299.948 | 1 | 1 | 1 |  | #REF! |  | 61793.8305 | 49
4175 | 1799.658 | 17373.052 | 1 | 1 | 2115.399 | 1 | 1 | 1 |  | #REF! |  | 59267.9263 | 46
4176 | 1052.227 | 16701.503 | 1 | 1 | 1192.353 | 1 | 1 | 1 |  | #REF! |  | 56627.8934 | 41
4177 | 1035.51 | 16117.348 | 1 | 1 | 552.826 | 1 | 1 | 1 |  | #REF! |  | 54369.6565 | 42
4178 | 1032.624 | 15858.759 | 1 | 1 | 313.802 | 1 | 1 | 1 |  | #REF! |  | 52577.6475 | 36
4179 | 1032.624 | 15376.01 | 1 | 1 | 243.722 | 1 | 1 | 1 |  | #REF! |  | 51608.5857 | 37
4180 | 1032.624 | 15473.981 | 1 | 1 | 243.626 | 1 | 1 | 1 |  | #REF! |  | 51249.2816 | 35
4181 | 1032.624 | 15439.26 | 1 | 1 | 227.237 | 1 | 1 | 1 |  | #REF! |  | 50785.7568 | 35
4182 | 1762.222 | 15418.985 | 1 | 1 | 2498.113 | 1 | 1 | 1 |  | #REF! |  | 50421.2848 | 34
4183 | 7866.132 | 15940.697 | 1 | 1 | 6550.35 | 1 | 1 | 1 |  | #REF! |  | 50919.7106 | 37
4184 | 2305.677 | 75361.834 | 1 | 1 | 5307.469 | 1 | 1 | 1 |  | #REF! |  | 52017.1371 | 42
4185 | 2607.101 | 145239.323 | 1 | 1 | 4390.835 | 1 | 1 | 1 |  | #REF! |  | 53251.765 | 51
4186 | 3146.647 | 182254.536 | 1 | 1 | 3344.934 | 1 | 1 | 1 |  | #REF! |  | 55510.1621 | 53
4187 | 3072.774 | 201912.505 | 1 | 1 | 2952.976 | 1 | 1 | 1 |  | #REF! |  | 57175.164 | 56
4188 | 4330.574 | 179787.175 | 1 | 1 | 2756.807 | 1 | 1 | 1 |  | #REF! |  | 58424.6294 | 49
4189 | 15470.916 | 112035.001 | 1 | 1 | 4127.963 | 1 | 1 | 1 |  | #REF! |  | 57931.0108 | 49
4190 | 9645.762 | 161249.26 | 1 | 1 | 3669.701 | 1 | 1 | 1 |  | #REF! |  | 57588.2072 | 50
4191 | 9523.357 | 221818.677 | 1 | 1 | 2102.938 | 1 | 1 | 1 |  | #REF! |  | 59031.8094 | 41
4192 | 10461.846 | 201716.76 | 1 | 1 | 1842.051 | 1 | 1 | 1 |  | #REF! |  | 58129.4001 | 45
4193 | 10021.716 | 184988.596 | 1 | 1 | 2102.585 | 1 | 1 | 1 |  | #REF! |  | 57529.915 | 44
4194 | 11553.437 | 133082.363 | 1 | 1 | 3668.493 | 1 | 1 | 1 |  | #REF! |  | 55775.4598 | 47
4195 | 17107.753 | 44239.929 | 1 | 1 | 5170.982 | 1 | 1 | 1 |  | #REF! |  | 55146.6133 | 47
4196 | 18567.828 | 44998.179 | 1 | 1 | 5236.964 | 1 | 1 | 1 |  | #REF! |  | 55110.3283 | 47
4197 | 8386.002 | 20765.976 | 1 | 1 | 4062.026 | 1 | 1 | 1 |  | #REF! |  | 55741.6392 | 49
4198 | 1830.91 | 18898.194 | 1 | 1 | 2951.263 | 1 | 1 | 1 |  | #REF! |  | 55306.4105 | 47
4199 | 1811.291 | 17567.224 | 1 | 1 | 1647.941 | 1 | 1 | 1 |  | #REF! |  | 53803.9696 | 45
4200 | 1059.223 | 16683.064 | 1 | 1 | 1258.603 | 1 | 1 | 1 |  | #REF! |  | 52293.2876 | 43
4201 | 1036.855 | 15870.045 | 1 | 1 | 552.802 | 1 | 1 | 1 |  | #REF! |  | 52011.1246 | 38
4202 | 1032.624 | 15263.629 | 1 | 1 | 314.13 | 1 | 1 | 1 |  | #REF! |  | 50111.5 | 35
4203 | 1032.624 | 15229.878 | 1 | 1 | 244.331 | 1 | 1 | 1 |  | #REF! |  | 49771.7735 | 36
4204 | 1032.624 | 15213.499 | 1 | 1 | 245.106 | 1 | 1 | 1 |  | #REF! |  | 49347.9053 | 32
4205 | 1032.624 | 15202.996 | 1 | 1 | 228.504 | 1 | 1 | 1 |  | #REF! |  | 49410.2857 | 32
4206 | 1762.222 | 15203.138 | 1 | 1 | 2499.855 | 1 | 1 | 1 |  | #REF! |  | 48723.8739 | 33
4207 | 6456.21 | 15341.275 | 1 | 1 | 6552.826 | 1 | 1 | 1 |  | #REF! |  | 49493.013 | 36
4208 | 2007.111 | 64950.311 | 1 | 1 | 5308.899 | 1 | 1 | 1 |  | #REF! |  | 49571.3711 | 42
4209 | 1807.632 | 127483.498 | 1 | 1 | 4391.765 | 1 | 1 | 1 |  | #REF! |  | 49412.3286 | 45
4210 | 4639.37 | 177347.658 | 1 | 1 | 3344.835 | 1 | 1 | 1 |  | #REF! |  | 49546.6745 | 53
4211 | 6802.662 | 208085.856 | 1 | 1 | 2952.137 | 1 | 1 | 1 |  | #REF! |  | 50340.4951 | 52
4212 | 8264.218 | 189127.049 | 1 | 1 | 2755.66 | 1 | 1 | 1 |  | #REF! |  | 51820.881 | 48
4213 | 17256.351 | 130299.491 | 1 | 1 | 4126.185 | 1 | 1 | 1 |  | #REF! |  | 51804.9474 | 49
4214 | 11314.924 | 166050.628 | 1 | 1 | 3668.65 | 1 | 1 | 1 |  | #REF! |  | 52439.0351 | 46
4215 | 10242.488 | 223586.554 | 1 | 1 | 2102.527 | 1 | 1 | 1 |  | #REF! |  | 52779.0897 | 41
4216 | 10594.476 | 200898.545 | 1 | 1 | 1841.913 | 1 | 1 | 1 |  | #REF! |  | 52611.4804 | 44
4217 | 10149.673 | 182556.438 | 1 | 1 | 2102.629 | 1 | 1 | 1 |  | #REF! |  | 52118.1798 | 45
4218 | 10718.375 | 127254.355 | 1 | 1 | 3669.13 | 1 | 1 | 1 |  | #REF! |  | 52893.6458 | 48
4219 | 16006.011 | 42284.655 | 1 | 1 | 5172.398 | 1 | 1 | 1 |  | #REF! |  | 53415.2147 | 49
4220 | 17067.335 | 42589.581 | 1 | 1 | 5238.837 | 1 | 1 | 1 |  | #REF! |  | 53904.7072 | 51
4221 | 6144.969 | 19176.977 | 1 | 1 | 4063.606 | 1 | 1 | 1 |  | #REF! |  | 54820.6543 | 54
4222 | 1791.586 | 17382.645 | 1 | 1 | 2953.09 | 1 | 1 | 1 |  | #REF! |  | 54432.7328 | 54
4223 | 1767.768 | 15953.303 | 1 | 1 | 1649.221 | 1 | 1 | 1 |  | #REF! |  | 54072.1774 | 50
4224 | 1032.624 | 15339.339 | 1 | 1 | 1259.762 | 1 | 1 | 1 |  | #REF! |  | 52434.409 | 46
4225 | 1032.624 | 15297.07 | 1 | 1 | 553.558 | 1 | 1 | 1 |  | #REF! |  | 50735.693 | 43
4226 | 1032.624 | 15207.282 | 1 | 1 | 314.862 | 1 | 1 | 1 |  | #REF! |  | 50158.0841 | 38
4227 | 1032.624 | 15201.617 | 1 | 1 | 245.928 | 1 | 1 | 1 |  | #REF! |  | 49348.4355 | 35
4228 | 1032.624 | 15198.823 | 1 | 1 | 246.602 | 1 | 1 | 1 |  | #REF! |  | 49091.1272 | 36
4229 | 1032.624 | 15196.11 | 1 | 1 | 229.355 | 1 | 1 | 1 |  | #REF! |  | 48516.7036 | 39
4230 | 1762.222 | 15196.074 | 1 | 1 | 2500.984 | 1 | 1 | 1 |  | #REF! |  | 49041.825 | 36
4231 | 6236.554 | 15310.02 | 1 | 1 | 6555.059 | 1 | 1 | 1 |  | #REF! |  | 51186.0373 | 49
4232 | 1898.209 | 56348.052 | 1 | 1 | 5310.366 | 1 | 1 | 1 |  | #REF! |  | 54543.103 | 60
4233 | 1459.605 | 118108.262 | 1 | 1 | 4392.569 | 1 | 1 | 1 |  | #REF! |  | 58143.2132 | 49
4234 | 3276.319 | 172393.85 | 1 | 1 | 3345.145 | 1 | 1 | 1 |  | #REF! |  | 63432.9587 | 48
4235 | 5885.024 | 204541.835 | 1 | 1 | 2952.344 | 1 | 1 | 1 |  | #REF! |  | 64832.4792 | 55
4236 | 7533.593 | 184195.94 | 1 | 1 | 2755.781 | 1 | 1 | 1 |  | #REF! |  | 66369.1434 | 53
4237 | 16324.894 | 122022.125 | 1 | 1 | 4126.278 | 1 | 1 | 1 |  | #REF! |  | 64742.0822 | 53
4238 | 10326.438 | 158855.459 | 1 | 1 | 3668.65 | 1 | 1 | 1 |  | #REF! |  | 64703.5929 | 53
4239 | 10011.449 | 222013.307 | 1 | 1 | 2102.527 | 1 | 1 | 1 |  | #REF! |  | 68057.3243 | 47
4240 | 10097.528 | 197763.906 | 1 | 1 | 1841.958 | 1 | 1 | 1 |  | #REF! |  | 67818.6944 | 43
4241 | 9599.843 | 178594.472 | 1 | 1 | 2102.677 | 1 | 1 | 1 |  | #REF! |  | 68008.3479 | 47
4242 | 10131.622 | 123085.311 | 1 | 1 | 3669.217 | 1 | 1 | 1 |  | #REF! |  | 66827.0396 | 43
4243 | 15192.582 | 41263.335 | 1 | 1 | 5172.614 | 1 | 1 | 1 |  | #REF! |  | 64734.2186 | 50
4244 | 15555.708 | 40891.354 | 1 | 1 | 5239.172 | 1 | 1 | 1 |  | #REF! |  | 63573.6829 | 48
4245 | 5139.393 | 18613.952 | 1 | 1 | 4063.868 | 1 | 1 | 1 |  | #REF! |  | 62340.4459 | 54
4246 | 1777.364 | 16895.501 | 1 | 1 | 2953.593 | 1 | 1 | 1 |  | #REF! |  | 61080.8676 | 52
4247 | 1762.222 | 15596.983 | 1 | 1 | 1649.539 | 1 | 1 | 1 |  | #REF! |  | 58532.3184 | 46
4248 | 1032.624 | 15306.355 | 1 | 1 | 1260.043 | 1 | 1 | 1 |  | #REF! |  | 55630.4331 | 46
4249 | 1032.624 | 15280.359 | 1 | 1 | 553.824 | 1 | 1 | 1 |  | #REF! |  | 54036.3117 | 42
4250 | 1032.624 | 15199.431 | 1 | 1 | 315.281 | 1 | 1 | 1 |  | #REF! |  | 52152.0609 | 40
4251 | 1032.624 | 15196.464 | 1 | 1 | 247.057 | 1 | 1 | 1 |  | #REF! |  | 51869.3599 | 38
4252 | 1032.624 | 15192.86 | 1 | 1 | 247.891 | 1 | 1 | 1 |  | #REF! |  | 51411.3395 | 42
4253 | 1032.624 | 15190.097 | 1 | 1 | 230.132 | 1 | 1 | 1 |  | #REF! |  | 51503.1982 | 41
4254 | 1762.222 | 15190.003 | 1 | 1 | 2501.914 | 1 | 1 | 1 |  | #REF! |  | 51643.5144 | 45
4255 | 6173.416 | 15300.72 | 1 | 1 | 6557.754 | 1 | 1 | 1 |  | #REF! |  | 52683.8831 | 53
4256 | 1829.967 | 49596.238 | 1 | 1 | 5312.64 | 1 | 1 | 1 |  | #REF! |  | 54800.4528 | 64
4257 | 1151.376 | 97799.399 | 1 | 1 | 4394.635 | 1 | 1 | 1 |  | #REF! |  | 58152.0076 | 58
4258 | 1537.337 | 149865.802 | 1 | 1 | 3346.514 | 1 | 1 | 1 |  | #REF! |  | 63739.6918 | 55
4259 | 2445.131 | 187847.087 | 1 | 1 | 2953.218 | 1 | 1 | 1 |  | #REF! |  | 65381.9703 | 47
4260 | 4520.692 | 171330.402 | 1 | 1 | 2756.484 | 1 | 1 | 1 |  | #REF! |  | 66685.0988 | 53
4261 | 15090.904 | 111059.098 | 1 | 1 | 4127.26 | 1 | 1 | 1 |  | #REF! |  | 64799.883 | 55
4262 | 8554.76 | 152024.679 | 1 | 1 | 3669.453 | 1 | 1 | 1 |  | #REF! |  | 64979.9089 | 61
4263 | 8411.902 | 213498.343 | 1 | 1 | 2102.998 | 1 | 1 | 1 |  | #REF! |  | 68576.0242 | 59
4264 | 8386.339 | 188151.893 | 1 | 1 | 1842.38 | 1 | 1 | 1 |  | #REF! |  | 67849.1345 | 50
4265 | 7992.064 | 169732.957 | 1 | 1 | 2103.101 | 1 | 1 | 1 |  | #REF! |  | 68227.3809 | 55
4266 | 8379.306 | 111799.024 | 1 | 1 | 3669.859 | 1 | 1 | 1 |  | #REF! |  | 66850.2495 | 50
4267 | 13864.833 | 39756.483 | 1 | 1 | 5173.379 | 1 | 1 | 1 |  | #REF! |  | 65111.8373 | 48
4268 | 13982.856 | 39410.592 | 1 | 1 | 5239.937 | 1 | 1 | 1 |  | #REF! |  | 64314.8629 | 58
4269 | 2957.022 | 17522.169 | 1 | 1 | 4064.664 | 1 | 1 | 1 |  | #REF! |  | 63161.0887 | 58
4270 | 1762.222 | 16096.999 | 1 | 1 | 2954.842 | 1 | 1 | 1 |  | #REF! |  | 61860.4663 | 54
4271 | 1762.222 | 15298.799 | 1 | 1 | 1650.486 | 1 | 1 | 1 |  | #REF! |  | 59399.8641 | 53
4272 | 1032.624 | 15268.73 | 1 | 1 | 1260.902 | 1 | 1 | 1 |  | #REF! |  | 56903.4863 | 47
4273 | 1032.624 | 15262.176 | 1 | 1 | 554.566 | 1 | 1 | 1 |  | #REF! |  | 54964.6793 | 44
4274 | 1032.624 | 15188.779 | 1 | 1 | 316.207 | 1 | 1 | 1 |  | #REF! |  | 52993.4465 | 47
4275 | 1032.624 | 15187.613 | 1 | 1 | 249.557 | 1 | 1 | 1 |  | #REF! |  | 52687.9808 | 41
4276 | 1032.624 | 15187.613 | 1 | 1 | 250.618 | 1 | 1 | 1 |  | #REF! |  | 52626.7856 | 44
4277 | 1032.624 | 15187.613 | 1 | 1 | 231.767 | 1 | 1 | 1 |  | #REF! |  | 52810.959 | 46
4278 | 1762.222 | 15187.613 | 1 | 1 | 2504.005 | 1 | 1 | 1 |  | #REF! |  | 52458.6719 | 42
4279 | 6139.858 | 15289.651 | 1 | 1 | 6563.164 | 1 | 1 | 1 |  | #REF! |  | 53289.6013 | 51
4280 | 1762.222 | 44960.336 | 1 | 1 | 5317.764 | 1 | 1 | 1 |  | #REF! |  | 55264.0818 | 68
4281 | 1039.076 | 78436.548 | 1 | 1 | 4399.014 | 1 | 1 | 1 |  | #REF! |  | 59222.5556 | 57
4282 | 1198.965 | 111154.896 | 1 | 1 | 3350.127 | 1 | 1 | 1 |  | #REF! |  | 63844.4698 | 51
4283 | 1298.015 | 152704.727 | 1 | 1 | 2956.147 | 1 | 1 | 1 |  | #REF! |  | 65483.2168 | 56
4284 | 1393.345 | 137383.575 | 1 | 1 | 2758.928 | 1 | 1 | 1 |  | #REF! |  | 66418.7272 | 53
4285 | 8072.89 | 71140.259 | 1 | 1 | 4129.585 | 1 | 1 | 1 |  | #REF! |  | 65245.3437 | 52
4286 | 2617.903 | 118605.401 | 1 | 1 | 3671.902 | 1 | 1 | 1 |  | #REF! |  | 65253.5563 | 51
4287 | 2021.838 | 178655.232 | 1 | 1 | 2104.598 | 1 | 1 | 1 |  | #REF! |  | 68698.8601 | 51
4288 | 2093.482 | 154617.863 | 1 | 1 | 1843.82 | 1 | 1 | 1 |  | #REF! |  | 68526.3591 | 44
4289 | 2023.642 | 136893.31 | 1 | 1 | 2104.749 | 1 | 1 | 1 |  | #REF! |  | 68710.0786 | 42
4290 | 2571.806 | 75904.998 | 1 | 1 | 3672.468 | 1 | 1 | 1 |  | #REF! |  | 68002.9747 | 40
4291 | 7827.153 | 34923.651 | 1 | 1 | 5176.539 | 1 | 1 | 1 |  | #REF! |  | 65918.7625 | 42
4292 | 8484.092 | 35057.385 | 1 | 1 | 5243.088 | 1 | 1 | 1 |  | #REF! |  | 64454.7176 | 44
4293 | 1819.704 | 16188.631 | 1 | 1 | 4068.371 | 1 | 1 | 1 |  | #REF! |  | 63370.358 | 40
4294 | 1762.222 | 15718.136 | 1 | 1 | 2957.736 | 1 | 1 | 1 |  | #REF! |  | 61899.4273 | 42
4295 | 1762.222 | 15262.559 | 1 | 1 | 1652.163 | 1 | 1 | 1 |  | #REF! |  | 59574.147 | 42
4296 | 1032.624 | 15256.619 | 1 | 1 | 1262.225 | 1 | 1 | 1 |  | #REF! |  | 56882.8048 | 42
4297 | 1032.624 | 15254.631 | 1 | 1 | 537.348 | 1 | 1 | 1 |  | #REF! |  | 55049.4163 | 48
4298 | 1032.624 | 15187.613 | 1 | 1 | 591.37 | 1 | 1 | 1 |  | #REF! |  | 53070.9614 | 40
4299 | 1032.624 | 15187.613 | 1 | 1 | 381.623 | 1 | 1 | 1 |  | #REF! |  | 53168.1418 | 47
4300 | 1032.624 | 15187.613 | 1 | 1 | 228.383 | 1 | 1 | 1 |  | #REF! |  | 52542.3617 | 45
4301 | 1032.624 | 15187.613 | 1 | 1 | 228.774 | 1 | 1 | 1 |  | #REF! |  | 52157.7923 | 42
4302 | 1762.222 | 15187.613 | 1 | 1 | 700.575 | 1 | 1 | 1 |  | #REF! |  | 52250.09 | 49
4303 | 6139.858 | 15289.651 | 1 | 1 | 1867.441 | 1 | 1 | 1 |  | #REF! |  | 53492.9383 | 55
4304 | 1762.222 | 28512.212 | 1 | 1 | 3156.078 | 1 | 1 | 1 |  | #REF! |  | 55882.0553 | 58
4305 | 1032.624 | 30480.42 | 1 | 1 | 5118.485 | 1 | 1 | 1 |  | #REF! |  | 59121.1041 | 56
4306 | 1161.549 | 32897.38 | 1 | 1 | 5060.046 | 1 | 1 | 1 |  | #REF! |  | 64638.6046 | 55
4307 | 1258.008 | 35424.229 | 1 | 1 | 4553.309 | 1 | 1 | 1 |  | #REF! |  | 66917.2972 | 62
4308 | 1310.186 | 36915.287 | 1 | 1 | 4887.393 | 1 | 1 | 1 |  | #REF! |  | 67958.7519 | 53
4309 | 6975.905 | 36011.348 | 1 | 1 | 4939.904 | 1 | 1 | 1 |  | #REF! |  | 66082.7737 | 51
4310 | 2164.731 | 36738.211 | 1 | 1 | 3931.857 | 1 | 1 | 1 |  | #REF! |  | 66231.562 | 60
4311 | 1354.577 | 37779.518 | 1 | 1 | 3148.271 | 1 | 1 | 1 |  | #REF! |  | 69668.3239 | 55
4312 | 1301.224 | 36851.342 | 1 | 1 | 2477.164 | 1 | 1 | 1 |  | #REF! |  | 70009.7887 | 54
4313 | 1278.775 | 36264.421 | 1 | 1 | 3148.92 | 1 | 1 | 1 |  | #REF! |  | 70375.9756 | 53
4314 | 1907.495 | 35053.977 | 1 | 1 | 4045.792 | 1 | 1 | 1 |  | #REF! |  | 69239.6116 | 50
4315 | 6505.679 | 34224.743 | 1 | 1 | 5614.509 | 1 | 1 | 1 |  | #REF! |  | 66793.3233 | 53
4316 | 7762.631 | 34551.905 | 1 | 1 | 4438.976 | 1 | 1 | 1 |  | #REF! |  | 65206.5626 | 52
4317 | 1780.919 | 16170.627 | 1 | 1 | 2480.459 | 1 | 1 | 1 |  | #REF! |  | 64043.1209 | 54
4318 | 1762.222 | 15715.185 | 1 | 1 | 2425.388 | 1 | 1 | 1 |  | #REF! |  | 62697.9138 | 54
4319 | 1762.222 | 15259.325 | 1 | 1 | 1978.505 | 1 | 1 | 1 |  | #REF! |  | 59472.8745 | 53
4320 | 1032.624 | 15254.631 | 1 | 1 | 1197.462 | 1 | 1 | 1 |  | #REF! |  | 56885.4795 | 45
4321 | 1032.624 | 15254.631 | 1 | 1 | 708.448 | 1 | 1 | 1 |  | #REF! |  | 55422.9108 | 39
4322 | 1032.624 | 15187.613 | 1 | 1 | 529.767 | 1 | 1 | 1 |  | #REF! |  | 53589.1551 | 35
4323 | 1032.624 | 15187.613 | 1 | 1 | 414.493 | 1 | 1 | 1 |  | #REF! |  | 52754.3592 | 35
4324 | 1032.624 | 15187.613 | 1 | 1 | 232.725 | 1 | 1 | 1 |  | #REF! |  | 52528.0231 | 33
4325 | 1032.624 | 15187.613 | 1 | 1 | 233.345 | 1 | 1 | 1 |  | #REF! |  | 52406.4203 | 34
4326 | 1762.222 | 15187.613 | 1 | 1 | 415.188 | 1 | 1 | 1 |  | #REF! |  | 52511.7699 | 37
4327 | 6139.858 | 15289.651 | 1 | 1 | 1259.606 | 1 | 1 | 1 |  | #REF! |  | 54274.0679 | 45
4328 | 1762.222 | 15633.806 | 1 | 1 | 2557.561 | 1 | 1 | 1 |  | #REF! |  | 55832.9138 | 56
4329 | 1032.624 | 16672.301 | 1 | 1 | 4044.025 | 1 | 1 | 1 |  | #REF! |  | 59003.6389 | 51
4330 | 1153.24 | 17792.711 | 1 | 1 | 5344.065 | 1 | 1 | 1 |  | #REF! |  | 64923.432 | 49
4331 | 1213.547 | 18686.131 | 1 | 1 | 5899.943 | 1 | 1 | 1 |  | #REF! |  | 67195.6892 | 50
4332 | 1217.199 | 18308.687 | 1 | 1 | 6207.527 | 1 | 1 | 1 |  | #REF! |  | 68175.6862 | 48
4333 | 6281.35 | 16406.116 | 1 | 1 | 5336.607 | 1 | 1 | 1 |  | #REF! |  | 66420.403 | 48
4334 | 1828.086 | 16230.147 | 1 | 1 | 4593.648 | 1 | 1 | 1 |  | #REF! |  | 66489.4123 | 51
4335 | 1113.614 | 17425.291 | 1 | 1 | 3602.903 | 1 | 1 | 1 |  | #REF! |  | 69900.5129 | 53
4336 | 1122.948 | 16935.297 | 1 | 1 | 3169.545 | 1 | 1 | 1 |  | #REF! |  | 69283.9596 | 49
4337 | 1118.886 | 16301.549 | 1 | 1 | 1809.979 | 1 | 1 | 1 |  | #REF! |  | 69508.153 | 50
4338 | 1833.241 | 15526.852 | 1 | 1 | 3417.99 | 1 | 1 | 1 |  | #REF! |  | 68131.4667 | 46
4339 | 6214.217 | 15437.39 | 1 | 1 | 4470.773 | 1 | 1 | 1 |  | #REF! |  | 65658.6938 | 44
4340 | 7628.937 | 16708.597 | 1 | 1 | 4843.96 | 1 | 1 | 1 |  | #REF! |  | 64432.5455 | 46
4341 | 1762.61 | 16161.086 | 1 | 1 | 2491.922 | 1 | 1 | 1 |  | #REF! |  | 64074.749 | 43
4342 | 1762.222 | 15712.846 | 1 | 1 | 2306.29 | 1 | 1 | 1 |  | #REF! |  | 62321.7662 | 44
4343 | 1762.222 | 15264.151 | 1 | 1 | 2120.763 | 1 | 1 | 1 |  | #REF! |  | 59308.7195 | 45
4344 | 1032.624 | 15264.863 | 1 | 1 | 1195.607 | 1 | 1 | 1 |  | #REF! |  | 56594.269 | 41
4345 | 1032.624 | 15268.487 | 1 | 1 | 555.049 | 1 | 1 | 1 |  | #REF! |  | 54440.0483 | 32
4346 | 1032.624 | 15205.375 | 1 | 1 | 316.316 | 1 | 1 | 1 |  | #REF! |  | 52481.0249 | 31
4347 | 1032.624 | 15208.02 | 1 | 1 | 249.79 | 1 | 1 | 1 |  | #REF! |  | 51419.1284 | 31
4348 | 1032.624 | 15210.23 | 1 | 1 | 249.533 | 1 | 1 | 1 |  | #REF! |  | 51183.0438 | 30
4349 | 1032.624 | 15212.386 | 1 | 1 | 230.305 | 1 | 1 | 1 |  | #REF! |  | 50947.3206 | 30
4350 | 1762.222 | 15216.437 | 1 | 1 | 2500.433 | 1 | 1 | 1 |  | #REF! |  | 50501.2866 | 32
4351 | 6154.517 | 15330.837 | 1 | 1 | 6555.78 | 1 | 1 | 1 |  | #REF! |  | 52042.5871 | 35
4352 | 1769.641 | 35014.598 | 1 | 1 | 5311.743 | 1 | 1 | 1 |  | #REF! |  | 52606.2222 | 36
4353 | 1086.406 | 61770.359 | 1 | 1 | 4394.329 | 1 | 1 | 1 |  | #REF! |  | 52861.3111 | 44
4354 | 1255.577 | 76919.464 | 1 | 1 | 3346.836 | 1 | 1 | 1 |  | #REF! |  | 55761.6131 | 46
4355 | 1387.095 | 93610.925 | 1 | 1 | 2953.654 | 1 | 1 | 1 |  | #REF! |  | 57785.8383 | 47
4356 | 1516.052 | 83977.802 | 1 | 1 | 2756.918 | 1 | 1 | 1 |  | #REF! |  | 58828.9702 | 47
4357 | 7871.588 | 56488.099 | 1 | 1 | 4127.132 | 1 | 1 | 1 |  | #REF! |  | 58219.9125 | 45
4358 | 2735.127 | 76092.16 | 1 | 1 | 3669.915 | 1 | 1 | 1 |  | #REF! |  | 57728.8334 | 40
4359 | 1939.596 | 117321.957 | 1 | 1 | 2103.449 | 1 | 1 | 1 |  | #REF! |  | 59350.7286 | 37
4360 | 2219.193 | 104020.844 | 1 | 1 | 1842.746 | 1 | 1 | 1 |  | #REF! |  | 58944.8114 | 35
4361 | 2029.883 | 84765.834 | 1 | 1 | 2103.702 | 1 | 1 | 1 |  | #REF! |  | 58943.5348 | 36
4362 | 2450.103 | 46507.711 | 1 | 1 | 3671.157 | 1 | 1 | 1 |  | #REF! |  | 58099.3971 | 41
4363 | 10807.867 | 41366.732 | 1 | 1 | 5172.303 | 1 | 1 | 1 |  | #REF! |  | 57414.2845 | 40
4364 | 12347.419 | 41725.423 | 1 | 1 | 5238.194 | 1 | 1 | 1 |  | #REF! |  | 57690.1157 | 40
4365 | 2466.825 | 19001.316 | 1 | 1 | 4062.985 | 1 | 1 | 1 |  | #REF! |  | 58262.2073 | 39
4366 | 1803.971 | 18888.66 | 1 | 1 | 2952.147 | 1 | 1 | 1 |  | #REF! |  | 58188.8525 | 41
4367 | 1803.432 | 18174.405 | 1 | 1 | 1647.856 | 1 | 1 | 1 |  | #REF! |  | 56190.8232 | 38
4368 | 1073.467 | 18234.519 | 1 | 1 | 1258.045 | 1 | 1 | 1 |  | #REF! |  | 55153.4775 | 34
4369 | 1068.276 | 18020.481 | 1 | 1 | 552.149 | 1 | 1 | 1 |  | #REF! |  | 53281.457 | 30
4370 | 1058.508 | 17525.19 | 1 | 1 | 313.23 | 1 | 1 | 1 |  | #REF! |  | 51945.8131 | 33
4371 | 1058.248 | 17470.638 | 1 | 1 | 242.082 | 1 | 1 | 1 |  | #REF! |  | 50454.1642 | 32
4372 | 1054.561 | 17295.098 | 1 | 1 | 242.228 | 1 | 1 | 1 |  | #REF! |  | 50412.2218 | 32
4373 | 1050.653 | 17124.549 | 1 | 1 | 226.322 | 1 | 1 | 1 |  | #REF! |  | 49926.5504 | 32
4374 | 1778.993 | 17001.542 | 1 | 1 | 2496.387 | 1 | 1 | 1 |  | #REF! |  | 50278.5781 | 32
4375 | 10435.338 | 17963.408 | 1 | 1 | 6546.956 | 1 | 1 | 1 |  | #REF! |  | 50861.9904 | 34
4376 | 3908.073 | 53374.694 | 1 | 1 | 5304.284 | 1 | 1 | 1 |  | #REF! |  | 51328.0874 | 36
4377 | 3941.188 | 104132.518 | 1 | 1 | 4388.795 | 1 | 1 | 1 |  | #REF! |  | 51375.2615 | 43
4378 | 6516.241 | 134076.79 | 1 | 1 | 3343.191 | 1 | 1 | 1 |  | #REF! |  | 52891.5492 | 47
4379 | 7405.884 | 148620.69 | 1 | 1 | 2951.26 | 1 | 1 | 1 |  | #REF! |  | 55260.6522 | 48
4380 | 8534.509 | 135458.176 | 1 | 1 | 2755.207 | 1 | 1 | 1 |  | #REF! |  | 56235.43 | 47
4381 | 19365.855 | 104623.985 | 1 | 1 | 4126.097 | 1 | 1 | 1 |  | #REF! |  | 56401.2407 | 46
4382 | 11819.95 | 131036.62 | 1 | 1 | 3668.65 | 1 | 1 | 1 |  | #REF! |  | 57295.5861 | 47
4383 | 10614.78 | 161837.529 | 1 | 1 | 2102.585 | 1 | 1 | 1 |  | #REF! |  | 57436.4659 | 39
4384 | 10815.184 | 149775.963 | 1 | 1 | 1842.003 | 1 | 1 | 1 |  | #REF! |  | 56773.155 | 39
4385 | 10640.589 | 135434.331 | 1 | 1 | 2102.677 | 1 | 1 | 1 |  | #REF! |  | 56821.8249 | 40
4386 | 12080.223 | 100082.931 | 1 | 1 | 3668.812 | 1 | 1 | 1 |  | #REF! |  | 57114.3334 | 39
4387 | 19260.497 | 46630.084 | 1 | 1 | 5171.421 | 1 | 1 | 1 |  | #REF! |  | 57450.4841 | 42
4388 | 20234.414 | 47196.902 | 1 | 1 | 5237.085 | 1 | 1 | 1 |  | #REF! |  | 57695.7457 | 45
4389 | 8134.541 | 21341.984 | 1 | 1 | 4062.37 | 1 | 1 | 1 |  | #REF! |  | 58386.8233 | 39
4390 | 1844.707 | 19766.322 | 1 | 1 | 2951.505 | 1 | 1 | 1 |  | #REF! |  | 57848.4278 | 56
4391 | 1831.546 | 18643.204 | 1 | 1 | 1647.754 | 1 | 1 | 1 |  | #REF! |  | 55869.711 | 37
4392 | 1042.544 | 16368.263 | 1 | 1 | 1258.988 | 1 | 1 | 1 |  | #REF! |  | 55393.5809 | 36
4393 | 1032.624 | 15955.522 | 1 | 1 | 552.855 | 1 | 1 | 1 |  | #REF! |  | 53148.1508 | 31
4394 | 1032.624 | 15709.843 | 1 | 1 | 313.82 | 1 | 1 | 1 |  | #REF! |  | 51891.7321 | 34
4395 | 1032.624 | 15215.401 | 1 | 1 | 245.295 | 1 | 1 | 1 |  | #REF! |  | 51045.4036 | 31
4396 | 1032.624 | 15246.577 | 1 | 1 | 244.375 | 1 | 1 | 1 |  | #REF! |  | 50391.4571 | 32
4397 | 1032.624 | 15256.736 | 1 | 1 | 227.496 | 1 | 1 | 1 |  | #REF! |  | 49891.6801 | 35
4398 | 1762.222 | 15246.196 | 1 | 1 | 2498.664 | 1 | 1 | 1 |  | #REF! |  | 49803.3286 | 33
4399 | 6671.438 | 15369.746 | 1 | 1 | 6551.457 | 1 | 1 | 1 |  | #REF! |  | 51383.395 | 41
4400 | 1826.853 | 42121.153 | 1 | 1 | 5309.423 | 1 | 1 | 1 |  | #REF! |  | 54529.3744 | 53
4401 | 1101.887 | 74829.656 | 1 | 1 | 4393.443 | 1 | 1 | 1 |  | #REF! |  | 60615.797 | 50
4402 | 1259.018 | 99346.116 | 1 | 1 | 3347.107 | 1 | 1 | 1 |  | #REF! |  | 67003.9059 | 50
4403 | 1415.939 | 119678.228 | 1 | 1 | 2954.649 | 1 | 1 | 1 |  | #REF! |  | 69173.5242 | 47
4404 | 1608.036 | 104211.603 | 1 | 1 | 2758.311 | 1 | 1 | 1 |  | #REF! |  | 70513.8632 | 44
4405 | 10769.124 | 69126.656 | 1 | 1 | 4129.936 | 1 | 1 | 1 |  | #REF! |  | 69365.642 | 50
4406 | 3359.403 | 91636.125 | 1 | 1 | 3672.235 | 1 | 1 | 1 |  | #REF! |  | 69615.1891 | 43
4407 | 2122.343 | 123741.124 | 1 | 1 | 2104.905 | 1 | 1 | 1 |  | #REF! |  | 72402.6044 | 41
4408 | 2130.833 | 106823.433 | 1 | 1 | 1844.123 | 1 | 1 | 1 |  | #REF! |  | 72330.9698 | 41
4409 | 1867.144 | 88983.999 | 1 | 1 | 2104.984 | 1 | 1 | 1 |  | #REF! |  | 72009.763 | 38
4410 | 2474.024 | 51596.278 | 1 | 1 | 3672.447 | 1 | 1 | 1 |  | #REF! |  | 70931.861 | 34
4411 | 8651.452 | 36321.169 | 1 | 1 | 5176.521 | 1 | 1 | 1 |  | #REF! |  | 69452.2051 | 34
4412 | 11217.57 | 38586.933 | 1 | 1 | 5242.014 | 1 | 1 | 1 |  | #REF! |  | 68214.8865 | 37
4413 | 1827.857 | 16840.855 | 1 | 1 | 4066.409 | 1 | 1 | 1 |  | #REF! |  | 67038.381 | 40
4414 | 1762.222 | 15990.177 | 1 | 1 | 2955.691 | 1 | 1 | 1 |  | #REF! |  | 64976.3978 | 44
4415 | 1762.222 | 15294.166 | 1 | 1 | 1650.612 | 1 | 1 | 1 |  | #REF! |  | 62223.3658 | 38
4416 | 1032.624 | 15277.127 | 1 | 1 | 1260.658 | 1 | 1 | 1 |  | #REF! |  | 59992.8525 | 33
4417 | 1032.624 | 15268.401 | 1 | 1 | 554.238 | 1 | 1 | 1 |  | #REF! |  | 58225.1287 | 30
4418 | 1032.624 | 15198.64 | 1 | 1 | 315.558 | 1 | 1 | 1 |  | #REF! |  | 56514.2569 | 28
4419 | 1032.624 | 15196.804 | 1 | 1 | 247.72 | 1 | 1 | 1 |  | #REF! |  | 55678.4165 | 28
4420 | 1032.624 | 15195.088 | 1 | 1 | 248.184 | 1 | 1 | 1 |  | #REF! |  | 54935.0494 | 30
4421 | 1032.624 | 15193.22 | 1 | 1 | 230.147 | 1 | 1 | 1 |  | #REF! |  | 55155.9302 | 31
4422 | 1762.222 | 15189.82 | 1 | 1 | 2502.065 | 1 | 1 | 1 |  | #REF! |  | 55067.5586 | 29
4423 | 6139.858 | 15294.408 | 1 | 1 | 6559.669 | 1 | 1 | 1 |  | #REF! |  | 58071.6873 | 36
4424 | 1762.222 | 35636.346 | 1 | 1 | 5316.497 | 1 | 1 | 1 |  | #REF! |  | 61493.1062 | 49
4425 | 1032.624 | 60531.516 | 1 | 1 | 4399.256 | 1 | 1 | 1 |  | #REF! |  | 63776.289 | 38
4426 | 1153.24 | 75280.319 | 1 | 1 | 3350.616 | 1 | 1 | 1 |  | #REF! |  | 68465.9947 | 45
4427 | 1233.468 | 99647.541 | 1 | 1 | 2956.679 | 1 | 1 | 1 |  | #REF! |  | 71019.1216 | 48
4428 | 1230.757 | 84262.198 | 1 | 1 | 2760.291 | 1 | 1 | 1 |  | #REF! |  | 72670.4699 | 42
4429 | 6348.619 | 53120.688 | 1 | 1 | 4131.601 | 1 | 1 | 1 |  | #REF! |  | 70722.9196 | 45
4430 | 1887.089 | 72612.994 | 1 | 1 | 3673.871 | 1 | 1 | 1 |  | #REF! |  | 70340.2729 | 48
4431 | 1178.237 | 109975.03 | 1 | 1 | 2105.796 | 1 | 1 | 1 |  | #REF! |  | 73608.8336 | 41
4432 | 1174.387 | 94014.111 | 1 | 1 | 1844.868 | 1 | 1 | 1 |  | #REF! |  | 73313.7514 | 42
4433 | 1159.796 | 79964.753 | 1 | 1 | 2105.838 | 1 | 1 | 1 |  | #REF! |  | 73439.0606 | 40
4434 | 1873.612 | 43819.946 | 1 | 1 | 3673.648 | 1 | 1 | 1 |  | #REF! |  | 72698.9109 | 37
4435 | 6627.14 | 35367.943 | 1 | 1 | 5177.03 | 1 | 1 | 1 |  | #REF! |  | 70846.1534 | 35
4436 | 7951.116 | 35880.025 | 1 | 1 | 5242.971 | 1 | 1 | 1 |  | #REF! |  | 69815.8569 | 37
4437 | 1779.716 | 16432.249 | 1 | 1 | 4067.952 | 1 | 1 | 1 |  | #REF! |  | 68146.4664 | 41
4438 | 1762.222 | 15740.69 | 1 | 1 | 2956.942 | 1 | 1 | 1 |  | #REF! |  | 65866.5468 | 43
4439 | 1762.222 | 15278.374 | 1 | 1 | 1651.347 | 1 | 1 | 1 |  | #REF! |  | 63047.6628 | 38
4440 | 1032.624 | 15269.504 | 1 | 1 | 1261.278 | 1 | 1 | 1 |  | #REF! |  | 60466.5225 | 33
4441 | 1032.624 | 15265.841 | 1 | 1 | 554.712 | 1 | 1 | 1 |  | #REF! |  | 58063.5298 | 33
4442 | 1032.624 | 15194.935 | 1 | 1 | 316.236 | 1 | 1 | 1 |  | #REF! |  | 55713.07 | 32
4443 | 1032.624 | 15192.536 | 1 | 1 | 249.841 | 1 | 1 | 1 |  | #REF! |  | 55230.9799 | 35
4444 | 1032.624 | 15189.973 | 1 | 1 | 250.432 | 1 | 1 | 1 |  | #REF! |  | 54832.4982 | 29
4445 | 1032.624 | 15188.243 | 1 | 1 | 231.396 | 1 | 1 | 1 |  | #REF! |  | 55128.804 | 26
4446 | 1762.222 | 15187.737 | 1 | 1 | 2502.908 | 1 | 1 | 1 |  | #REF! |  | 55205.566 | 29
4447 | 6139.858 | 15300.763 | 1 | 1 | 6559.88 | 1 | 1 | 1 |  | #REF! |  | 56694.1798 | 36
4448 | 1762.353 | 36992.869 | 1 | 1 | 5314.175 | 1 | 1 | 1 |  | #REF! |  | 60341.2176 | 50
4449 | 1070.267 | 63327.161 | 1 | 1 | 4395.717 | 1 | 1 | 1 |  | #REF! |  | 64127.8585 | 43
4450 | 1253.065 | 89030.844 | 1 | 1 | 3347.223 | 1 | 1 | 1 |  | #REF! |  | 68386.4098 | 41
4451 | 1525.159 | 116501.507 | 1 | 1 | 2953.604 | 1 | 1 | 1 |  | #REF! |  | 71313.7044 | 45
4452 | 2180.145 | 108303.034 | 1 | 1 | 2756.449 | 1 | 1 | 1 |  | #REF! |  | 72717.6155 | 42
4453 | 12031.96 | 76475.212 | 1 | 1 | 4127.072 | 1 | 1 | 1 |  | #REF! |  | 70921.9811 | 39
4454 | 5543.077 | 97284.182 | 1 | 1 | 3669.382 | 1 | 1 | 1 |  | #REF! |  | 70644.5771 | 38
4455 | 5307.432 | 131301.484 | 1 | 1 | 2103 | 1 | 1 | 1 |  | #REF! |  | 74278.2615 | 37
4456 | 5385.34 | 115731.547 | 1 | 1 | 1842.425 | 1 | 1 | 1 |  | #REF! |  | 74126.9613 | 35
4457 | 4631.345 | 98221.194 | 1 | 1 | 2103.305 | 1 | 1 | 1 |  | #REF! |  | 74579.833 | 41
4458 | 4896.937 | 60889.391 | 1 | 1 | 3670.263 | 1 | 1 | 1 |  | #REF! |  | 73878.4094 | 36
4459 | 10503.865 | 38114.712 | 1 | 1 | 5174.028 | 1 | 1 | 1 |  | #REF! |  | 71464.3787 | 38
4460 | 11284.389 | 38356.889 | 1 | 1 | 5240.478 | 1 | 1 | 1 |  | #REF! |  | 70043.5705 | 43
4461 | 2130.487 | 17429.723 | 1 | 1 | 4064.707 | 1 | 1 | 1 |  | #REF! |  | 69177.9192 | 38
4462 | 1762.222 | 16453.74 | 1 | 1 | 2954.387 | 1 | 1 | 1 |  | #REF! |  | 67753.1053 | 45
4463 | 1762.222 | 15664.304 | 1 | 1 | 1649.631 | 1 | 1 | 1 |  | #REF! |  | 64640.632 | 43
4464 | 1032.624 | 15392.484 | 1 | 1 | 1259.809 | 1 | 1 | 1 |  | #REF! |  | 61574.1209 | 43
4465 | 1032.624 | 15321.036 | 1 | 1 | 535.374 | 1 | 1 | 1 |  | #REF! |  | 59598.3115 | 32
4466 | 1032.624 | 15242.79 | 1 | 1 | 589.223 | 1 | 1 | 1 |  | #REF! |  | 56846.4727 | 27
4467 | 1032.624 | 15238.515 | 1 | 1 | 379.27 | 1 | 1 | 1 |  | #REF! |  | 56083.9572 | 28
4468 | 1032.624 | 15231.361 | 1 | 1 | 223.933 | 1 | 1 | 1 |  | #REF! |  | 55519.3793 | 33
4469 | 1032.624 | 15227.787 | 1 | 1 | 224.034 | 1 | 1 | 1 |  | #REF! |  | 55426.6527 | 26
4470 | 1762.222 | 15229.006 | 1 | 1 | 697.889 | 1 | 1 | 1 |  | #REF! |  | 55705.3401 | 28
4471 | 6393.57 | 15534.882 | 1 | 1 | 1862.93 | 1 | 1 | 1 |  | #REF! |  | 56825.0376 | 37
4472 | 2085.135 | 35862.403 | 1 | 1 | 3148.669 | 1 | 1 | 1 |  | #REF! |  | 59035.4973 | 47
4473 | 2249.655 | 39243.061 | 1 | 1 | 5106.741 | 1 | 1 | 1 |  | #REF! |  | 64007.4874 | 40
4474 | 5141.471 | 42986.966 | 1 | 1 | 5049.144 | 1 | 1 | 1 |  | #REF! |  | 69174.3813 | 45
4475 | 7592.988 | 45480.466 | 1 | 1 | 4544.064 | 1 | 1 | 1 |  | #REF! |  | 72462.4913 | 47
4476 | 9688.608 | 46905.713 | 1 | 1 | 4878.313 | 1 | 1 | 1 |  | #REF! |  | 73786.1928 | 47
4477 | 18124.372 | 45971.693 | 1 | 1 | 4933.011 | 1 | 1 | 1 |  | #REF! |  | 72099.9698 | 43
4478 | 11757.904 | 45589.428 | 1 | 1 | 3926.129 | 1 | 1 | 1 |  | #REF! |  | 72454.1747 | 47
4479 | 10020.582 | 45880.227 | 1 | 1 | 3143.57 | 1 | 1 | 1 |  | #REF! |  | 76119.7009 | 38
4480 | 9095.797 | 44513.318 | 1 | 1 | 2473.388 | 1 | 1 | 1 |  | #REF! |  | 76201.0036 | 44
4481 | 8351.617 | 43530.426 | 1 | 1 | 3144.567 | 1 | 1 | 1 |  | #REF! |  | 76552.9661 | 43
4482 | 8784.968 | 42607.774 | 1 | 1 | 4040.262 | 1 | 1 | 1 |  | #REF! |  | 75261.3545 | 35
4483 | 14656.08 | 41396.014 | 1 | 1 | 5608.185 | 1 | 1 | 1 |  | #REF! |  | 73048.9039 | 34
4484 | 15453.34 | 41269.477 | 1 | 1 | 4433.465 | 1 | 1 | 1 |  | #REF! |  | 71259.3065 | 35
4485 | 5604.305 | 19094.989 | 1 | 1 | 2475.796 | 1 | 1 | 1 |  | #REF! |  | 70502.7588 | 36
4486 | 1798.121 | 17700.243 | 1 | 1 | 2419.711 | 1 | 1 | 1 |  | #REF! |  | 68078.6284 | 38
4487 | 1783.991 | 16612.614 | 1 | 1 | 1973.407 | 1 | 1 | 1 |  | #REF! |  | 64958.2472 | 36
4488 | 1036.312 | 15969.226 | 1 | 1 | 1193.673 | 1 | 1 | 1 |  | #REF! |  | 62229.688 | 31
4489 | 1032.624 | 15418.383 | 1 | 1 | 705.315 | 1 | 1 | 1 |  | #REF! |  | 59994.801 | 32
4490 | 1032.624 | 15221.243 | 1 | 1 | 526.737 | 1 | 1 | 1 |  | #REF! |  | 58222.0604 | 31
4491 | 1032.624 | 15203.989 | 1 | 1 | 411.3 | 1 | 1 | 1 |  | #REF! |  | 56784.4557 | 32
4492 | 1032.624 | 15199.764 | 1 | 1 | 226.862 | 1 | 1 | 1 |  | #REF! |  | 56504.1506 | 31
4493 | 1032.624 | 15195.986 | 1 | 1 | 227.371 | 1 | 1 | 1 |  | #REF! |  | 55613.5918 | 26
4494 | 1762.222 | 15195.304 | 1 | 1 | 411.9 | 1 | 1 | 1 |  | #REF! |  | 55782.0404 | 29
4495 | 6213.683 | 15306.012 | 1 | 1 | 1255.499 | 1 | 1 | 1 |  | #REF! |  | 57523.0128 | 37
4496 | 1862.476 | 15690.513 | 1 | 1 | 2550.493 | 1 | 1 | 1 |  | #REF! |  | 60889.3256 | 46
4497 | 1272.904 | 17585.036 | 1 | 1 | 4033.254 | 1 | 1 | 1 |  | #REF! |  | 64328.2227 | 37
4498 | 2098.801 | 20218.025 | 1 | 1 | 5330.118 | 1 | 1 | 1 |  | #REF! |  | 70186.2604 | 42
4499 | 3954.754 | 22174.586 | 1 | 1 | 5885.165 | 1 | 1 | 1 |  | #REF! |  | 72905.3432 | 50
4500 | 5677.026 | 22278.967 | 1 | 1 | 6192.969 | 1 | 1 | 1 |  | #REF! |  | 73918.4231 | 49
4501 | 14852.236 | 20353.631 | 1 | 1 | 5326.376 | 1 | 1 | 1 |  | #REF! |  | 72046.668 | 38
4502 | 8883.734 | 20529.171 | 1 | 1 | 4584.076 | 1 | 1 | 1 |  | #REF! |  | 71823.6488 | 53
4503 | 8430.876 | 21896.588 | 1 | 1 | 3595.152 | 1 | 1 | 1 |  | #REF! |  | 75318.3561 | 51
4504 | 8740.723 | 21496.71 | 1 | 1 | 3162.74 | 1 | 1 | 1 |  | #REF! |  | 74689.9889 | 44
4505 | 8441.321 | 20760.753 | 1 | 1 | 1805.519 | 1 | 1 | 1 |  | #REF! |  | 74619.6594 | 45
4506 | 8999.465 | 19466.671 | 1 | 1 | 3410.381 | 1 | 1 | 1 |  | #REF! |  | 73492.6119 | 43
4507 | 14423.395 | 18802.934 | 1 | 1 | 4461.626 | 1 | 1 | 1 |  | #REF! |  | 71022.3232 | 39
4508 | 14720.509 | 19603.774 | 1 | 1 | 4833.733 | 1 | 1 | 1 |  | #REF! |  | 69264.3474 | 39
4509 | 4643.693 | 18201.882 | 1 | 1 | 2485.926 | 1 | 1 | 1 |  | #REF! |  | 68338.4016 | 25
4510 | 1776.083 | 16801.661 | 1 | 1 | 2300.875 | 1 | 1 | 1 |  | #REF! |  | 67020.5432 | 55
4511 | 1762.222 | 15705.483 | 1 | 1 | 2116.483 | 1 | 1 | 1 |  | #REF! |  | 63785.2049 | 34
4512 | 1032.624 | 15313.818 | 1 | 1 | 1193.272 | 1 | 1 | 1 |  | #REF! |  | 61745.7772 | 31
4513 | 1032.624 | 15305.299 | 1 | 1 | 553.436 | 1 | 1 | 1 |  | #REF! |  | 59535.8612 | 29
4514 | 1032.624 | 15224.535 | 1 | 1 | 314.574 | 1 | 1 | 1 |  | #REF! |  | 57782.307 | 31
4515 | 1032.624 | 15213.297 | 1 | 1 | 245.16 | 1 | 1 | 1 |  | #REF! |  | 56581.1416 | 30
4516 | 1032.624 | 15206.347 | 1 | 1 | 245.594 | 1 | 1 | 1 |  | #REF! |  | 55859.38 | 29
4517 | 1032.624 | 15201.572 | 1 | 1 | 228.629 | 1 | 1 | 1 |  | #REF! |  | 56033.5721 | 29
4518 | 1762.222 | 15201.882 | 1 | 1 | 2499.945 | 1 | 1 | 1 |  | #REF! |  | 55612.3224 | 30
4519 | 6306.05 | 15336.111 | 1 | 1 | 6553.082 | 1 | 1 | 1 |  | #REF! |  | 55727.8709 | 31
4520 | 1935.763 | 41238.435 | 1 | 1 | 5308.959 | 1 | 1 | 1 |  | #REF! |  | 55803.7195 | 33
4521 | 1611.037 | 83892.983 | 1 | 1 | 4391.639 | 1 | 1 | 1 |  | #REF! |  | 57849.8901 | 39
4522 | 3777.659 | 113107.194 | 1 | 1 | 3344.758 | 1 | 1 | 1 |  | #REF! |  | 61187.0428 | 37
4523 | 6173.967 | 133202.121 | 1 | 1 | 2952.066 | 1 | 1 | 1 |  | #REF! |  | 63802.2355 | 40
4524 | 8098.732 | 128019.17 | 1 | 1 | 2755.463 | 1 | 1 | 1 |  | #REF! |  | 65139.606 | 42
4525 | 17173.45 | 106154.425 | 1 | 1 | 4125.653 | 1 | 1 | 1 |  | #REF! |  | 64066.6906 | 44
4526 | 12054.428 | 129825.442 | 1 | 1 | 3667.839 | 1 | 1 | 1 |  | #REF! |  | 63661.6622 | 40
4527 | 11755.076 | 166520.19 | 1 | 1 | 2101.899 | 1 | 1 | 1 |  | #REF! |  | 64968.9644 | 38
4528 | 11767.576 | 152688.713 | 1 | 1 | 1841.295 | 1 | 1 | 1 |  | #REF! |  | 64121.4255 | 36
4529 | 11966.656 | 137962.591 | 1 | 1 | 2101.858 | 1 | 1 | 1 |  | #REF! |  | 63641.4243 | 39
4530 | 12546.713 | 104052.354 | 1 | 1 | 3667.76 | 1 | 1 | 1 |  | #REF! |  | 62287.1577 | 38
4531 | 18043.9 | 44283.178 | 1 | 1 | 5170.553 | 1 | 1 | 1 |  | #REF! |  | 61992.849 | 41
4532 | 18590.857 | 44021.059 | 1 | 1 | 5237.085 | 1 | 1 | 1 |  | #REF! |  | 62375.6386 | 42
4533 | 9382.308 | 20752.673 | 1 | 1 | 4061.753 | 1 | 1 | 1 |  | #REF! |  | 62600.6833 | 38
4534 | 1842.922 | 19397.997 | 1 | 1 | 2950.257 | 1 | 1 | 1 |  | #REF! |  | 61784.5978 | 39
4535 | 1830.636 | 18393.085 | 1 | 1 | 1647.103 | 1 | 1 | 1 |  | #REF! |  | 60263.1969 | 37
4536 | 1088.536 | 17900.831 | 1 | 1 | 1257.639 | 1 | 1 | 1 |  | #REF! |  | 58419.8153 | 32
4537 | 1081.237 | 17619.703 | 1 | 1 | 551.787 | 1 | 1 | 1 |  | #REF! |  | 57005.8917 | 28
4538 | 1072.286 | 17195.985 | 1 | 1 | 312.634 | 1 | 1 | 1 |  | #REF! |  | 54298.2366 | 29
4539 | 1067.317 | 16996.86 | 1 | 1 | 239.992 | 1 | 1 | 1 |  | #REF! |  | 53698.2769 | 30
4540 | 1063.483 | 16860.049 | 1 | 1 | 240.232 | 1 | 1 | 1 |  | #REF! |  | 53152.6534 | 29
4541 | 1060.729 | 16753.41 | 1 | 1 | 225.309 | 1 | 1 | 1 |  | #REF! |  | 52761.406 | 31
4542 | 1789.536 | 16714.139 | 1 | 1 | 2495.966 | 1 | 1 | 1 |  | #REF! |  | 52389.8471 | 28
4543 | 14765.535 | 17724.09 | 1 | 1 | 6548.281 | 1 | 1 | 1 |  | #REF! |  | 53393.3962 | 32
4544 | 6215.816 | 67990.784 | 1 | 1 | 5305.853 | 1 | 1 | 1 |  | #REF! |  | 54316.5268 | 35
4545 | 6119.429 | 109797.14 | 1 | 1 | 4390.167 | 1 | 1 | 1 |  | #REF! |  | 54378.739 | 39
4546 | 8509.133 | 135396.156 | 1 | 1 | 3344.155 | 1 | 1 | 1 |  | #REF! |  | 55132.8929 | 39
4547 | 11267.867 | 164713.261 | 1 | 1 | 2951.601 | 1 | 1 | 1 |  | #REF! |  | 57493.7534 | 40
4548 | 11061.428 | 149902.75 | 1 | 1 | 2755.207 | 1 | 1 | 1 |  | #REF! |  | 58834.0988 | 40
4549 | 19461.695 | 127079.177 | 1 | 1 | 4125.295 | 1 | 1 | 1 |  | #REF! |  | 59279.5205 | 41
4550 | 14650.381 | 150018.754 | 1 | 1 | 3667.592 | 1 | 1 | 1 |  | #REF! |  | 60296.2446 | 40
4551 | 14083.255 | 185651.745 | 1 | 1 | 2101.797 | 1 | 1 | 1 |  | #REF! |  | 61050.9868 | 40
4552 | 14162.658 | 172287.886 | 1 | 1 | 1841.203 | 1 | 1 | 1 |  | #REF! |  | 61072.4073 | 40
4553 | 14171.796 | 157468.064 | 1 | 1 | 2101.647 | 1 | 1 | 1 |  | #REF! |  | 60922.5807 | 40
4554 | 15577.223 | 128430.248 | 1 | 1 | 3667.187 | 1 | 1 | 1 |  | #REF! |  | 61089.6816 | 42
4555 | 21137.438 | 47809.059 | 1 | 1 | 5169.252 | 1 | 1 | 1 |  | #REF! |  | 61321.7325 | 44
4556 | 22320.318 | 48379.055 | 1 | 1 | 5235.326 | 1 | 1 | 1 |  | #REF! |  | 61770.6898 | 46
4557 | 13759.929 | 23082.817 | 1 | 1 | 4060.437 | 1 | 1 | 1 |  | #REF! |  | 62258.0078 | 47
4558 | 1920.333 | 21414.455 | 1 | 1 | 2948.562 | 1 | 1 | 1 |  | #REF! |  | 61498.8166 | 43
4559 | 1886.584 | 20469.13 | 1 | 1 | 1646.001 | 1 | 1 | 1 |  | #REF! |  | 59633.1458 | 42
4560 | 1139.66 | 19856.374 | 1 | 1 | 1256.754 | 1 | 1 | 1 |  | #REF! |  | 57513.0585 | 38
4561 | 1124.279 | 19244.39 | 1 | 1 | 551.163 | 1 | 1 | 1 |  | #REF! |  | 54731.116 | 31
4562 | 1107.76 | 18522.594 | 1 | 1 | 311.993 | 1 | 1 | 1 |  | #REF! |  | 52368.0728 | 31
4563 | 1097.832 | 18132.599 | 1 | 1 | 238.498 | 1 | 1 | 1 |  | #REF! |  | 52378.5846 | 31
4564 | 1089.265 | 17792.164 | 1 | 1 | 238.825 | 1 | 1 | 1 |  | #REF! |  | 51914.6571 | 30
4565 | 1082.25 | 17514.081 | 1 | 1 | 224.56 | 1 | 1 | 1 |  | #REF! |  | 51857.4612 | 32
4566 | 1812.55 | 17552.299 | 1 | 1 | 2495.139 | 1 | 1 | 1 |  | #REF! |  | 52418.9154 | 31
4567 | 21378.361 | 20140.334 | 1 | 1 | 6546.804 | 1 | 1 | 1 |  | #REF! |  | 54478.8433 | 37
4568 | 14306.131 | 129889.154 | 1 | 1 | 5303.407 | 1 | 1 | 1 |  | #REF! |  | 59138.3044 | 52
4569 | 14756.897 | 161850.145 | 1 | 1 | 4387.248 | 1 | 1 | 1 |  | #REF! |  | 63572.9112 | 44
4570 | 16209.855 | 188250.661 | 1 | 1 | 3341.315 | 1 | 1 | 1 |  | #REF! |  | 69741.5264 | 47
4571 | 17582.819 | 211099.266 | 1 | 1 | 2948.828 | 1 | 1 | 1 |  | #REF! |  | 72152.5364 | 41
4572 | 17195.085 | 194828.796 | 1 | 1 | 2753.038 | 1 | 1 | 1 |  | #REF! |  | 73780.4814 | 39
4573 | 24159.286 | 160301.804 | 1 | 1 | 4123.156 | 1 | 1 | 1 |  | #REF! |  | 71808.7355 | 47
4574 | 18281.221 | 175828.635 | 1 | 1 | 3666.39 | 1 | 1 | 1 |  | #REF! |  | 71203.2359 | 45
4575 | 16763.207 | 204614.46 | 1 | 1 | 2101.331 | 1 | 1 | 1 |  | #REF! |  | 74134.014 | 41
4576 | 16473.696 | 189503.693 | 1 | 1 | 1841.11 | 1 | 1 | 1 |  | #REF! |  | 73875.771 | 42
4577 | 15657.674 | 169057.134 | 1 | 1 | 2101.858 | 1 | 1 | 1 |  | #REF! |  | 73342.2513 | 39
4578 | 16254.782 | 135182.924 | 1 | 1 | 3667.839 | 1 | 1 | 1 |  | #REF! |  | 72680.5439 | 38
4579 | 21684.375 | 48564.556 | 1 | 1 | 5170.444 | 1 | 1 | 1 |  | #REF! |  | 71423.2895 | 36
4580 | 23093.181 | 49115.277 | 1 | 1 | 5236.529 | 1 | 1 | 1 |  | #REF! |  | 70603.0864 | 38
4581 | 14651.589 | 23250.367 | 1 | 1 | 4061.405 | 1 | 1 | 1 |  | #REF! |  | 69232.9623 | 43
4582 | 1886.426 | 20998.552 | 1 | 1 | 2949.462 | 1 | 1 | 1 |  | #REF! |  | 66919.252 | 37
4583 | 1869.763 | 19947.949 | 1 | 1 | 1646.588 | 1 | 1 | 1 |  | #REF! |  | 64185.1822 | 38
4584 | 1127.366 | 19475.602 | 1 | 1 | 1257.203 | 1 | 1 | 1 |  | #REF! |  | 61708.1544 | 31
4585 | 1112.697 | 18891.19 | 1 | 1 | 551.477 | 1 | 1 | 1 |  | #REF! |  | 59880.2021 | 22
4586 | 1090.138 | 17924.278 | 1 | 1 | 312.363 | 1 | 1 | 1 |  | #REF! |  | 57407.9601 | 21
4587 | 1095.525 | 18137.53 | 1 | 1 | 238.656 | 1 | 1 | 1 |  | #REF! |  | 56317.7679 | 27
4588 | 1088.676 | 17867.673 | 1 | 1 | 238.9 | 1 | 1 | 1 |  | #REF! |  | 55723.6624 | 27
4589 | 1084.277 | 17693.319 | 1 | 1 | 224.558 | 1 | 1 | 1 |  | #REF! |  | 55687.8321 | 31
4590 | 1815.814 | 17765.677 | 1 | 1 | 2495.173 | 1 | 1 | 1 |  | #REF! |  | 56359.9743 | 31
4591 | 20207.416 | 18816.96 | 1 | 1 | 6548.281 | 1 | 1 | 1 |  | #REF! |  | 57610.4128 | 38
4592 | 9084.739 | 95246.426 | 1 | 1 | 5305.959 | 1 | 1 | 1 |  | #REF! |  | 60148.2802 | 46
4593 | 7080.326 | 122508.044 | 1 | 1 | 4390.826 | 1 | 1 | 1 |  | #REF! |  | 62610.6434 | 42
4594 | 9574.213 | 147470.166 | 1 | 1 | 3344.681 | 1 | 1 | 1 |  | #REF! |  | 68886.2453 | 44
4595 | 8114.549 | 157231.787 | 1 | 1 | 2952.816 | 1 | 1 | 1 |  | #REF! |  | 71526.2728 | 44
4596 | 10427.809 | 148306.323 | 1 | 1 | 2756.354 | 1 | 1 | 1 |  | #REF! |  | 72975.5893 | 42
4597 | 19896.472 | 128862.226 | 1 | 1 | 4127.072 | 1 | 1 | 1 |  | #REF! |  | 71802.5547 | 48
4598 | 13310.035 | 143606.33 | 1 | 1 | 3669.291 | 1 | 1 | 1 |  | #REF! |  | 71922.2957 | 48
4599 | 12720.25 | 178998.83 | 1 | 1 | 2102.789 | 1 | 1 | 1 |  | #REF! |  | 75635.3629 | 40
4600 | 13452.405 | 169779.362 | 1 | 1 | 1841.913 | 1 | 1 | 1 |  | #REF! |  | 75491.29 | 40
4601 | 13922.127 | 156556.524 | 1 | 1 | 2102.216 | 1 | 1 | 1 |  | #REF! |  | 75975.0217 | 41
4602 | 15264.597 | 128408.118 | 1 | 1 | 3667.839 | 1 | 1 | 1 |  | #REF! |  | 74911.5371 | 38
4603 | 20911.069 | 47877.65 | 1 | 1 | 5170.009 | 1 | 1 | 1 |  | #REF! |  | 73449.993 | 36
4604 | 21748.279 | 47879.689 | 1 | 1 | 5235.867 | 1 | 1 | 1 |  | #REF! |  | 72362.8077 | 40
4605 | 12680.396 | 22368.088 | 1 | 1 | 4060.962 | 1 | 1 | 1 |  | #REF! |  | 70590.8784 | 40
4606 | 1863.331 | 20160.168 | 1 | 1 | 2949.34 | 1 | 1 | 1 |  | #REF! |  | 68540.1594 | 39
4607 | 1849.177 | 19005.114 | 1 | 1 | 1646.572 | 1 | 1 | 1 |  | #REF! |  | 65449.5246 | 36
4608 | 1101.412 | 18292.012 | 1 | 1 | 1257.299 | 1 | 1 | 1 |  | #REF! |  | 62604.1421 | 31
4609 | 1083.852 | 17613.046 | 1 | 1 | 551.735 | 1 | 1 | 1 |  | #REF! |  | 59728.023 | 30
4610 | 1061.653 | 16674.093 | 1 | 1 | 312.813 | 1 | 1 | 1 |  | #REF! |  | 57619.9311 | 25
4611 | 1048.33 | 16177.534 | 1 | 1 | 240.629 | 1 | 1 | 1 |  | #REF! |  | 56901.0451 | 26
4612 | 1032.847 | 15651.513 | 1 | 1 | 241.382 | 1 | 1 | 1 |  | #REF! |  | 56461.6638 | 28
4613 | 1032.624 | 15438.821 | 1 | 1 | 226.222 | 1 | 1 | 1 |  | #REF! |  | 56340.2354 | 29
4614 | 1762.222 | 15349.725 | 1 | 1 | 2497.499 | 1 | 1 | 1 |  | #REF! |  | 56467.3305 | 28
4615 | 11979.822 | 16130.188 | 1 | 1 | 6550.559 | 1 | 1 | 1 |  | #REF! |  | 58446.6282 | 36
4616 | 4183.928 | 60979.311 | 1 | 1 | 5307.516 | 1 | 1 | 1 |  | #REF! |  | 61832.492 | 46
4617 | 2950.724 | 98594.562 | 1 | 1 | 4391.956 | 1 | 1 | 1 |  | #REF! |  | 65787.7355 | 43
4618 | 4722.936 | 120802.693 | 1 | 1 | 3345.797 | 1 | 1 | 1 |  | #REF! |  | 71245.3214 | 43
4619 | 6998.974 | 145304.4 | 1 | 1 | 2953.219 | 1 | 1 | 1 |  | #REF! |  | 73055.0446 | 44
4620 | 8748.768 | 138934.351 | 1 | 1 | 2756.802 | 1 | 1 | 1 |  | #REF! |  | 74479.5312 | 44
4621 | 17097.713 | 105204.305 | 1 | 1 | 4128.056 | 1 | 1 | 1 |  | #REF! |  | 72770.1831 | 45
4622 | 9969.986 | 120562.412 | 1 | 1 | 3670.502 | 1 | 1 | 1 |  | #REF! |  | 73041.2975 | 44
4623 | 8574.445 | 151090.424 | 1 | 1 | 2103.825 | 1 | 1 | 1 |  | #REF! |  | 76539.1866 | 42
4624 | 8535.922 | 136162.952 | 1 | 1 | 1843.135 | 1 | 1 | 1 |  | #REF! |  | 76184.5322 | 45
4625 | 8151.101 | 118671.89 | 1 | 1 | 2103.873 | 1 | 1 | 1 |  | #REF! |  | 75941.7512 | 39
4626 | 9398.482 | 86536.689 | 1 | 1 | 3670.583 | 1 | 1 | 1 |  | #REF! |  | 75433.5831 | 34
4627 | 15521.701 | 41261.928 | 1 | 1 | 5173.812 | 1 | 1 | 1 |  | #REF! |  | 73483.2634 | 36
4628 | 15888.764 | 41142.403 | 1 | 1 | 5239.826 | 1 | 1 | 1 |  | #REF! |  | 71640.3072 | 32
4629 | 5719.088 | 18692.821 | 1 | 1 | 4064.048 | 1 | 1 | 1 |  | #REF! |  | 70756.7479 | 37
4630 | 1790.703 | 17220.721 | 1 | 1 | 2953.022 | 1 | 1 | 1 |  | #REF! |  | 68694.7522 | 41
4631 | 1776.716 | 16157.358 | 1 | 1 | 1648.917 | 1 | 1 | 1 |  | #REF! |  | 66745.3254 | 37
4632 | 1032.624 | 15653.712 | 1 | 1 | 1259.27 | 1 | 1 | 1 |  | #REF! |  | 63449.7449 | 32
4633 | 1032.624 | 15470.869 | 1 | 1 | 534.946 | 1 | 1 | 1 |  | #REF! |  | 60326.6636 | 28
4634 | 1032.624 | 15242.693 | 1 | 1 | 588.835 | 1 | 1 | 1 |  | #REF! |  | 58327.4746 | 24
4635 | 1032.624 | 15241.352 | 1 | 1 | 378.806 | 1 | 1 | 1 |  | #REF! |  | 57360.542 | 26
4636 | 1032.624 | 15236.33 | 1 | 1 | 222.789 | 1 | 1 | 1 |  | #REF! |  | 56876.8737 | 29
4637 | 1032.624 | 15230.985 | 1 | 1 | 222.96 | 1 | 1 | 1 |  | #REF! |  | 56754.3831 | 30
4638 | 1762.222 | 15225.889 | 1 | 1 | 697.668 | 1 | 1 | 1 |  | #REF! |  | 56557.6677 | 28
4639 | 6739.773 | 15341.485 | 1 | 1 | 1863.223 | 1 | 1 | 1 |  | #REF! |  | 58192.8614 | 41
4640 | 1815.819 | 35248.446 | 1 | 1 | 3150.303 | 1 | 1 | 1 |  | #REF! |  | 61597.2564 | 47
4641 | 1085.926 | 36617.474 | 1 | 1 | 5111.083 | 1 | 1 | 1 |  | #REF! |  | 65900.4629 | 45
4642 | 1259.046 | 39120.797 | 1 | 1 | 5054.198 | 1 | 1 | 1 |  | #REF! |  | 70467.3708 | 41
4643 | 1378.077 | 40028.648 | 1 | 1 | 4549.472 | 1 | 1 | 1 |  | #REF! |  | 73090.6179 | 40
4644 | 1444.474 | 40195.838 | 1 | 1 | 4885.293 | 1 | 1 | 1 |  | #REF! |  | 74343.7169 | 46
4645 | 10612.712 | 38953.053 | 1 | 1 | 4940.62 | 1 | 1 | 1 |  | #REF! |  | 73271.3629 | 43
4646 | 2444.88 | 38193.958 | 1 | 1 | 3932.509 | 1 | 1 | 1 |  | #REF! |  | 72715.9451 | 42
4647 | 1670.782 | 40467.947 | 1 | 1 | 3148.559 | 1 | 1 | 1 |  | #REF! |  | 76823.386 | 49
4648 | 1521.964 | 39665.86 | 1 | 1 | 2477.19 | 1 | 1 | 1 |  | #REF! |  | 76801.1265 | 47
4649 | 1414.721 | 39470.49 | 1 | 1 | 3148.784 | 1 | 1 | 1 |  | #REF! |  | 76580.1579 | 48
4650 | 2074.314 | 38503.897 | 1 | 1 | 4045.017 | 1 | 1 | 1 |  | #REF! |  | 76576.71 | 43
4651 | 7587.772 | 36834.758 | 1 | 1 | 5614.49 | 1 | 1 | 1 |  | #REF! |  | 75202.2339 | 43
4652 | 8099.124 | 36719.515 | 1 | 1 | 4438.956 | 1 | 1 | 1 |  | #REF! |  | 73461.6864 | 44
4653 | 1809.71 | 16992.583 | 1 | 1 | 2478.139 | 1 | 1 | 1 |  | #REF! |  | 72732.8036 | 41
4654 | 1762.222 | 16262.673 | 1 | 1 | 2422.275 | 1 | 1 | 1 |  | #REF! |  | 70491.2778 | 42
4655 | 1762.222 | 15311.424 | 1 | 1 | 1975.492 | 1 | 1 | 1 |  | #REF! |  | 67131.4339 | 38
4656 | 1032.624 | 15309.072 | 1 | 1 | 1194.652 | 1 | 1 | 1 |  | #REF! |  | 63273.9557 | 31
4657 | 1032.624 | 15402.27 | 1 | 1 | 705.513 | 1 | 1 | 1 |  | #REF! |  | 60825.0557 | 28
4658 | 1032.624 | 15259.192 | 1 | 1 | 526.477 | 1 | 1 | 1 |  | #REF! |  | 57993.044 | 25
4659 | 1032.624 | 15246.66 | 1 | 1 | 410.733 | 1 | 1 | 1 |  | #REF! |  | 57488.1846 | 28
4660 | 1032.624 | 15245.439 | 1 | 1 | 225.595 | 1 | 1 | 1 |  | #REF! |  | 56651.5275 | 28
4661 | 1032.624 | 15245.982 | 1 | 1 | 225.651 | 1 | 1 | 1 |  | #REF! |  | 56338.1476 | 30
4662 | 1762.222 | 15245.161 | 1 | 1 | 410.754 | 1 | 1 | 1 |  | #REF! |  | 56330.0895 | 34
4663 | 6300.04 | 15624.788 | 1 | 1 | 1254.195 | 1 | 1 | 1 |  | #REF! |  | 58367.3788 | 36
4664 | 1808.294 | 16839.043 | 1 | 1 | 2548.845 | 1 | 1 | 1 |  | #REF! |  | 61608.7188 | 48
4665 | 1153.751 | 19669.265 | 1 | 1 | 4031.621 | 1 | 1 | 1 |  | #REF! |  | 66845.3755 | 46
4666 | 1727.545 | 22156.684 | 1 | 1 | 5329.347 | 1 | 1 | 1 |  | #REF! |  | 71966.4208 | 48
4667 | 3315.46 | 24030.691 | 1 | 1 | 5884.921 | 1 | 1 | 1 |  | #REF! |  | 74253.9587 | 48
4668 | 5413.275 | 24124.916 | 1 | 1 | 6193.352 | 1 | 1 | 1 |  | #REF! |  | 76899.0595 | 45
4669 | 16945.37 | 21543.761 | 1 | 1 | 5327.27 | 1 | 1 | 1 |  | #REF! |  | 75167.0855 | 38
4670 | 8411.94 | 21716.118 | 1 | 1 | 4585.149 | 1 | 1 | 1 |  | #REF! |  | 75285.9316 | 40
4671 | 7309.464 | 22921.033 | 1 | 1 | 3596.345 | 1 | 1 | 1 |  | #REF! |  | 78262.6579 | 40
4672 | 7676.653 | 22636.522 | 1 | 1 | 3163.815 | 1 | 1 | 1 |  | #REF! |  | 78358.6311 | 43
4673 | 5831.304 | 21258.7 | 1 | 1 | 1806.542 | 1 | 1 | 1 |  | #REF! |  | 77698.4091 | 40
4674 | 8401.334 | 20622.273 | 1 | 1 | 3411.367 | 1 | 1 | 1 |  | #REF! |  | 76419.6179 | 37
4675 | 16746.035 | 20364.927 | 1 | 1 | 4462.106 | 1 | 1 | 1 |  | #REF! |  | 73559.8642 | 36
4676 | 16865.549 | 21439.315 | 1 | 1 | 4833.526 | 1 | 1 | 1 |  | #REF! |  | 71095.6096 | 38
4677 | 5066.981 | 19793.749 | 1 | 1 | 2485.625 | 1 | 1 | 1 |  | #REF! |  | 70601.8085 | 38
4678 | 1805.356 | 18083.732 | 1 | 1 | 2300.388 | 1 | 1 | 1 |  | #REF! |  | 68093.1406 | 40
4679 | 1792.265 | 16992.73 | 1 | 1 | 2115.649 | 1 | 1 | 1 |  | #REF! |  | 65449.9036 | 33
4680 | 1046.729 | 16429.642 | 1 | 1 | 1192.472 | 1 | 1 | 1 |  | #REF! |  | 62184.8636 | 31
4681 | 1032.624 | 15945.739 | 1 | 1 | 552.89 | 1 | 1 | 1 |  | #REF! |  | 59180.8923 | 33
4682 | 1032.624 | 15463.407 | 1 | 1 | 314.07 | 1 | 1 | 1 |  | #REF! |  | 56761.7803 | 32
4683 | 1032.624 | 15337.925 | 1 | 1 | 243.862 | 1 | 1 | 1 |  | #REF! |  | 54927.9952 | 30
4684 | 1032.624 | 15222.087 | 1 | 1 | 245.095 | 1 | 1 | 1 |  | #REF! |  | 54087.9668 | 28
4685 | 1032.624 | 15237.096 | 1 | 1 | 227.811 | 1 | 1 | 1 |  | #REF! |  | 53529.2407 | 30
4686 | 1762.222 | 15235.757 | 1 | 1 | 2498.854 | 1 | 1 | 1 |  | #REF! |  | 53456.5292 | 31
4687 | 6307.836 | 15361.522 | 1 | 1 | 6551.719 | 1 | 1 | 1 |  | #REF! |  | 54134.364 | 31
4688 | 1783.379 | 41454.842 | 1 | 1 | 5309.601 | 1 | 1 | 1 |  | #REF! |  | 55890.3217 | 37
4689 | 1032.624 | 68381.112 | 1 | 1 | 4394.467 | 1 | 1 | 1 |  | #REF! |  | 58252.8034 | 42
4690 | 1198.115 | 94621.081 | 1 | 1 | 3347.607 | 1 | 1 | 1 |  | #REF! |  | 60680.0527 | 43
4691 | 1359.506 | 119116.421 | 1 | 1 | 2954.714 | 1 | 1 | 1 |  | #REF! |  | 64475.8541 | 42
4692 | 2057.447 | 108497.495 | 1 | 1 | 2757.665 | 1 | 1 | 1 |  | #REF! |  | 66120.7644 | 42
4693 | 13368.946 | 75544.689 | 1 | 1 | 4128.95 | 1 | 1 | 1 |  | #REF! |  | 64869.9927 | 41
4694 | 6310.568 | 99204.243 | 1 | 1 | 3670.992 | 1 | 1 | 1 |  | #REF! |  | 64451.9125 | 36
4695 | 4972.813 | 132329.535 | 1 | 1 | 2104.083 | 1 | 1 | 1 |  | #REF! |  | 65591.6596 | 34
4696 | 4894.737 | 115969.772 | 1 | 1 | 1843.372 | 1 | 1 | 1 |  | #REF! |  | 64666.1779 | 33
4697 | 5595.466 | 106914.405 | 1 | 1 | 2104.083 | 1 | 1 | 1 |  | #REF! |  | 64093.1249 | 33
4698 | 6975.166 | 69529.749 | 1 | 1 | 3670.992 | 1 | 1 | 1 |  | #REF! |  | 62062.5786 | 33
4699 | 14637.616 | 41506.157 | 1 | 1 | 5174.356 | 1 | 1 | 1 |  | #REF! |  | 61321.0054 | 35
4700 | 14987.749 | 41795.063 | 1 | 1 | 5240.37 | 1 | 1 | 1 |  | #REF! |  | 61571.4564 | 34
4701 | 3613.995 | 19002.885 | 1 | 1 | 4064.224 | 1 | 1 | 1 |  | #REF! |  | 62548.2612 | 36
4702 | 1787.324 | 17347.075 | 1 | 1 | 2953.739 | 1 | 1 | 1 |  | #REF! |  | 61386.6591 | 37
4703 | 1770.852 | 16181.943 | 1 | 1 | 1649.279 | 1 | 1 | 1 |  | #REF! |  | 59436.998 | 37
4704 | 1032.624 | 15690.431 | 1 | 1 | 1259.519 | 1 | 1 | 1 |  | #REF! |  | 57544.5753 | 29
4705 | 1032.624 | 15398.113 | 1 | 1 | 553.304 | 1 | 1 | 1 |  | #REF! |  | 56319.1996 | 30
4706 | 1032.624 | 15235.365 | 1 | 1 | 314.519 | 1 | 1 | 1 |  | #REF! |  | 53886.1638 | 26
4707 | 1032.624 | 15225.174 | 1 | 1 | 245.098 | 1 | 1 | 1 |  | #REF! |  | 52747.1873 | 29
4708 | 1032.624 | 15216.021 | 1 | 1 | 245.62 | 1 | 1 | 1 |  | #REF! |  | 52033.3938 | 30
4709 | 1032.624 | 15209.283 | 1 | 1 | 228.594 | 1 | 1 | 1 |  | #REF! |  | 52215.1023 | 28
4710 | 1762.222 | 15208.816 | 1 | 1 | 2499.824 | 1 | 1 | 1 |  | #REF! |  | 52013.0113 | 33
4711 | 6194.659 | 15332.826 | 1 | 1 | 6553.506 | 1 | 1 | 1 |  | #REF! |  | 52767.3401 | 32
4712 | 1835.064 | 40891.984 | 1 | 1 | 5309.495 | 1 | 1 | 1 |  | #REF! |  | 52870.1181 | 34
4713 | 1373.977 | 82746.361 | 1 | 1 | 4391.652 | 1 | 1 | 1 |  | #REF! |  | 53481.9095 | 36
4714 | 4943.552 | 118669.858 | 1 | 1 | 3344.307 | 1 | 1 | 1 |  | #REF! |  | 54385.3945 | 38
4715 | 8175.059 | 139964.475 | 1 | 1 | 2951.4 | 1 | 1 | 1 |  | #REF! |  | 56233.9846 | 41
4716 | 8524.189 | 130491.299 | 1 | 1 | 2755.146 | 1 | 1 | 1 |  | #REF! |  | 57908.9802 | 39
4717 | 17196.116 | 104044.89 | 1 | 1 | 4125.826 | 1 | 1 | 1 |  | #REF! |  | 58137.8124 | 40
4718 | 9941.31 | 116841.883 | 1 | 1 | 3669.217 | 1 | 1 | 1 |  | #REF! |  | 58620.8024 | 35
4719 | 9557.439 | 151691.978 | 1 | 1 | 2102.938 | 1 | 1 | 1 |  | #REF! |  | 59041.9794 | 35
4720 | 9132.93 | 135616.789 | 1 | 1 | 1842.425 | 1 | 1 | 1 |  | #REF! |  | 59327.4807 | 36
4721 | 10031.433 | 124098.23 | 1 | 1 | 2102.998 | 1 | 1 | 1 |  | #REF! |  | 59994.1424 | 36
4722 | 11005.99 | 90323.874 | 1 | 1 | 3669.378 | 1 | 1 | 1 |  | #REF! |  | 60134.6331 | 36
4723 | 16851.309 | 43315.875 | 1 | 1 | 5172.507 | 1 | 1 | 1 |  | #REF! |  | 60475.1356 | 37
4724 | 17458.003 | 43308.024 | 1 | 1 | 5238.725 | 1 | 1 | 1 |  | #REF! |  | 61359.4043 | 38
4725 | 6534.519 | 19881.88 | 1 | 1 | 4063.256 | 1 | 1 | 1 |  | #REF! |  | 62266.8292 | 39
4726 | 1810.758 | 18245.198 | 1 | 1 | 2952.449 | 1 | 1 | 1 |  | #REF! |  | 61459.8889 | 39
4727 | 1795.533 | 17101.968 | 1 | 1 | 1648.514 | 1 | 1 | 1 |  | #REF! |  | 59645.2762 | 35
4728 | 1045.113 | 16361.422 | 1 | 1 | 1258.984 | 1 | 1 | 1 |  | #REF! |  | 57370.6235 | 30
4729 | 1036.468 | 16076.332 | 1 | 1 | 552.785 | 1 | 1 | 1 |  | #REF! |  | 54840.5034 | 27
4730 | 1032.624 | 15260.03 | 1 | 1 | 314.166 | 1 | 1 | 1 |  | #REF! |  | 53436.4352 | 26
4731 | 1032.624 | 15325.016 | 1 | 1 | 243.567 | 1 | 1 | 1 |  | #REF! |  | 51870.5967 | 26
4732 | 1032.624 | 15259.626 | 1 | 1 | 243.92 | 1 | 1 | 1 |  | #REF! |  | 52375.9657 | 27
4733 | 1032.624 | 15257.227 | 1 | 1 | 227.391 | 1 | 1 | 1 |  | #REF! |  | 52401.0804 | 27
4734 | 1762.222 | 15241.657 | 1 | 1 | 2498.771 | 1 | 1 | 1 |  | #REF! |  | 53414.9304 | 25
4735 | 6210.156 | 15324.212 | 1 | 1 | 6553.74 | 1 | 1 | 1 |  | #REF! |  | 54884.0141 | 34
4736 | 1784.679 | 40863.129 | 1 | 1 | 5310.659 | 1 | 1 | 1 |  | #REF! |  | 58297.4097 | 38
4737 | 1046.77 | 71854.971 | 1 | 1 | 4394.698 | 1 | 1 | 1 |  | #REF! |  | 62171.4437 | 33
4738 | 1161.272 | 93198.084 | 1 | 1 | 3348.506 | 1 | 1 | 1 |  | #REF! |  | 70016.5712 | 46
4739 | 1238.733 | 112535.025 | 1 | 1 | 2956.2 | 1 | 1 | 1 |  | #REF! |  | 73209.9908 | 45
4740 | 1254.805 | 95504.292 | 1 | 1 | 2759.973 | 1 | 1 | 1 |  | #REF! |  | 75253.8654 | 46
4741 | 6426.009 | 57113.443 | 1 | 1 | 4131.826 | 1 | 1 | 1 |  | #REF! |  | 73666.4983 | 40
4742 | 1792.403 | 75681.194 | 1 | 1 | 3674.958 | 1 | 1 | 1 |  | #REF! |  | 73120.9854 | 47
4743 | 1040.5 | 112820.445 | 1 | 1 | 2106.895 | 1 | 1 | 1 |  | #REF! |  | 76284.5541 | 44
4744 | 1034.356 | 92762.923 | 1 | 1 | 1846.039 | 1 | 1 | 1 |  | #REF! |  | 75555.2581 | 45
4745 | 1033.058 | 75303.922 | 1 | 1 | 2107.084 | 1 | 1 | 1 |  | #REF! |  | 75585.8978 | 46
4746 | 1762.222 | 41099.722 | 1 | 1 | 3676.023 | 1 | 1 | 1 |  | #REF! |  | 74803.2445 | 27
4747 | 6172.115 | 34903.057 | 1 | 1 | 5179.372 | 1 | 1 | 1 |  | #REF! |  | 72346.9314 | 31
4748 | 7625.914 | 35647.172 | 1 | 1 | 5245.112 | 1 | 1 | 1 |  | #REF! |  | 70337.0143 | 40
4749 | 1762.222 | 16166.454 | 1 | 1 | 4070.31 | 1 | 1 | 1 |  | #REF! |  | 69195.5734 | 44
4750 | 1762.222 | 15713.309 | 1 | 1 | 2958.795 | 1 | 1 | 1 |  | #REF! |  | 67006.4418 | 43
4751 | 1762.222 | 15263.211 | 1 | 1 | 1652.23 | 1 | 1 | 1 |  | #REF! |  | 63789.0016 | 31
4752 | 1032.624 | 15268.82 | 1 | 1 | 1261.237 | 1 | 1 | 1 |  | #REF! |  | 61426.7086 | 33
4753 | 1032.624 | 15264.639 | 1 | 1 | 554.672 | 1 | 1 | 1 |  | #REF! |  | 59671.7903 | 26
4754 | 1032.624 | 15206.283 | 1 | 1 | 315.434 | 1 | 1 | 1 |  | #REF! |  | 57254.7201 | 25
4755 | 1032.624 | 15225.047 | 1 | 1 | 246.617 | 1 | 1 | 1 |  | #REF! |  | 56198.2342 | 27
4756 | 1032.624 | 15224.244 | 1 | 1 | 246.714 | 1 | 1 | 1 |  | #REF! |  | 56117.0565 | 28
4757 | 1032.624 | 15221.533 | 1 | 1 | 229.012 | 1 | 1 | 1 |  | #REF! |  | 55740.7445 | 28
4758 | 1762.222 | 15222.855 | 1 | 1 | 2499.614 | 1 | 1 | 1 |  | #REF! |  | 57307.9095 | 29
4759 | 6139.858 | 15337.067 | 1 | 1 | 6553.787 | 1 | 1 | 1 |  | #REF! |  | 58904.5722 | 37
4760 | 1762.222 | 40182.196 | 1 | 1 | 5310.735 | 1 | 1 | 1 |  | #REF! |  | 61497.1612 | 46
4761 | 1032.624 | 69554.303 | 1 | 1 | 4394.318 | 1 | 1 | 1 |  | #REF! |  | 66270.3727 | 44
4762 | 1172.041 | 98549.944 | 1 | 1 | 3347.128 | 1 | 1 | 1 |  | #REF! |  | 70638.7342 | 43
4763 | 1299.174 | 119570.753 | 1 | 1 | 2954.314 | 1 | 1 | 1 |  | #REF! |  | 73085.0308 | 43
4764 | 1346.863 | 106388.129 | 1 | 1 | 2757.78 | 1 | 1 | 1 |  | #REF! |  | 74719.7229 | 40
4765 | 8697.146 | 72949.534 | 1 | 1 | 4128.512 | 1 | 1 | 1 |  | #REF! |  | 72535.9943 | 38
4766 | 2242.503 | 95748.136 | 1 | 1 | 3671.098 | 1 | 1 | 1 |  | #REF! |  | 72679.1295 | 42
4767 | 1492.355 | 132174.326 | 1 | 1 | 2104.17 | 1 | 1 | 1 |  | #REF! |  | 76699.6949 | 40
4768 | 1679.636 | 116600.269 | 1 | 1 | 1843.363 | 1 | 1 | 1 |  | #REF! |  | 76500.9639 | 40
4769 | 1411.762 | 99927.215 | 1 | 1 | 2104.405 | 1 | 1 | 1 |  | #REF! |  | 76664.7896 | 42
4770 | 2563.603 | 65249.583 | 1 | 1 | 3671.174 | 1 | 1 | 1 |  | #REF! |  | 75574.1366 | 35
4771 | 10898.909 | 40939.908 | 1 | 1 | 5174.24 | 1 | 1 | 1 |  | #REF! |  | 74301.5529 | 36
4772 | 12381.243 | 41565.414 | 1 | 1 | 5240.04 | 1 | 1 | 1 |  | #REF! |  | 72448.7416 | 37
4773 | 2033.537 | 18879.827 | 1 | 1 | 4063.996 | 1 | 1 | 1 |  | #REF! |  | 71647.752 | 40
4774 | 1799.873 | 18140.344 | 1 | 1 | 2953.212 | 1 | 1 | 1 |  | #REF! |  | 69821.5597 | 39
4775 | 1797.838 | 17461.226 | 1 | 1 | 1648.583 | 1 | 1 | 1 |  | #REF! |  | 66133.1858 | 37
4776 | 1058.004 | 17092.293 | 1 | 1 | 1258.783 | 1 | 1 | 1 |  | #REF! |  | 63365.9378 | 29
4777 | 1032.624 | 15888.928 | 1 | 1 | 553.112 | 1 | 1 | 1 |  | #REF! |  | 60854.475 | 36
4778 | 1062.142 | 17200.943 | 1 | 1 | 313.452 | 1 | 1 | 1 |  | #REF! |  | 58644.4097 | 28
4779 | 1062.364 | 17176.354 | 1 | 1 | 242.347 | 1 | 1 | 1 |  | #REF! |  | 57669.6819 | 30
4780 | 1060.08 | 17085.01 | 1 | 1 | 242.456 | 1 | 1 | 1 |  | #REF! |  | 57294.9946 | 31
4781 | 1060.546 | 17087.272 | 1 | 1 | 226.398 | 1 | 1 | 1 |  | #REF! |  | 57543.3757 | 33
4782 | 1790.392 | 17081.151 | 1 | 1 | 2496.617 | 1 | 1 | 1 |  | #REF! |  | 57745.3285 | 34
4783 | 10212.524 | 17977.583 | 1 | 1 | 6547.878 | 1 | 1 | 1 |  | #REF! |  | 58974.308 | 39
4784 | 2545.065 | 64889.565 | 1 | 1 | 5305.369 | 1 | 1 | 1 |  | #REF! |  | 62889.3863 | 45
4785 | 2387.377 | 109494.836 | 1 | 1 | 4389.712 | 1 | 1 | 1 |  | #REF! |  | 66800.5629 | 47
4786 | 4650.612 | 130900.854 | 1 | 1 | 3343.932 | 1 | 1 | 1 |  | #REF! |  | 71237.468 | 47
4787 | 6680.058 | 147741.719 | 1 | 1 | 2951.734 | 1 | 1 | 1 |  | #REF! |  | 74034.7162 | 53
4788 | 8007.975 | 137323.088 | 1 | 1 | 2755.66 | 1 | 1 | 1 |  | #REF! |  | 75638.7927 | 49
4789 | 19250.09 | 108350.46 | 1 | 1 | 4126.631 | 1 | 1 | 1 |  | #REF! |  | 74350.1639 | 53
4790 | 11012.693 | 128833.08 | 1 | 1 | 3669.13 | 1 | 1 | 1 |  | #REF! |  | 74384.4254 | 43
4791 | 9463.351 | 159443.475 | 1 | 1 | 2103.101 | 1 | 1 | 1 |  | #REF! |  | 78006.0599 | 39
4792 | 9774.929 | 147018.336 | 1 | 1 | 1842.524 | 1 | 1 | 1 |  | #REF! |  | 78351.1642 | 39
4793 | 10378.379 | 135734.044 | 1 | 1 | 2102.998 | 1 | 1 | 1 |  | #REF! |  | 78232.7964 | 40
4794 | 11854.476 | 104670.564 | 1 | 1 | 3669.217 | 1 | 1 | 1 |  | #REF! |  | 78043.3357 | 37
4795 | 18710.489 | 46232.477 | 1 | 1 | 5171.852 | 1 | 1 | 1 |  | #REF! |  | 75461.1781 | 34
4796 | 19609.739 | 46853.598 | 1 | 1 | 5237.625 | 1 | 1 | 1 |  | #REF! |  | 73890.8533 | 35
4797 | 8674.022 | 21791.565 | 1 | 1 | 4062.113 | 1 | 1 | 1 |  | #REF! |  | 73325.8765 | 40
4798 | 1859.043 | 20184.123 | 1 | 1 | 2951.049 | 1 | 1 | 1 |  | #REF! |  | 71085.2875 | 38
4799 | 1848.337 | 19184.636 | 1 | 1 | 1647.452 | 1 | 1 | 1 |  | #REF! |  | 67805.5706 | 38
4800 | 1102.047 | 18519.601 | 1 | 1 | 1257.886 | 1 | 1 | 1 |  | #REF! |  | 64531.6113 | 34
4801 | 1079.497 | 17601.909 | 1 | 1 | 534.082 | 1 | 1 | 1 |  | #REF! |  | 61182.4219 | 26
4802 | 1042.199 | 16156.317 | 1 | 1 | 588.358 | 1 | 1 | 1 |  | #REF! |  | 59375.3635 | 25
4803 | 1062.562 | 16915.073 | 1 | 1 | 377.961 | 1 | 1 | 1 |  | #REF! |  | 58989.6224 | 30
4804 | 1050.036 | 16455.314 | 1 | 1 | 221.55 | 1 | 1 | 1 |  | #REF! |  | 57796.4955 | 30
4805 | 1043.056 | 16190.278 | 1 | 1 | 221.729 | 1 | 1 | 1 |  | #REF! |  | 57304.1249 | 31
4806 | 1762.805 | 15850.994 | 1 | 1 | 696.985 | 1 | 1 | 1 |  | #REF! |  | 57791.9434 | 32
4807 | 11262.455 | 16998.41 | 1 | 1 | 1862.298 | 1 | 1 | 1 |  | #REF! |  | 59552.2579 | 36
4808 | 2900.049 | 40275.823 | 1 | 1 | 3148.405 | 1 | 1 | 1 |  | #REF! |  | 63237.7906 | 41
4809 | 3492.025 | 42520.059 | 1 | 1 | 5107.59 | 1 | 1 | 1 |  | #REF! |  | 67218.5868 | 47
4810 | 6587.408 | 45936.314 | 1 | 1 | 5050.628 | 1 | 1 | 1 |  | #REF! |  | 72722.9732 | 45
4811 | 5983.972 | 46729.47 | 1 | 1 | 4546.586 | 1 | 1 | 1 |  | #REF! |  | 75457.0334 | 49
4812 | 6933.588 | 46249.08 | 1 | 1 | 4882.228 | 1 | 1 | 1 |  | #REF! |  | 77381.7274 | 42
4813 | 17558.057 | 44268.329 | 1 | 1 | 4937.796 | 1 | 1 | 1 |  | #REF! |  | 76235.7178 | 45
4814 | 9224.998 | 44411.883 | 1 | 1 | 3929.978 | 1 | 1 | 1 |  | #REF! |  | 76268.7042 | 39
4815 | 8789.637 | 45981.562 | 1 | 1 | 3146.415 | 1 | 1 | 1 |  | #REF! |  | 79603.3557 | 37
4816 | 8614.174 | 45168.07 | 1 | 1 | 2475.332 | 1 | 1 | 1 |  | #REF! |  | 79816.3045 | 40
4817 | 7681.796 | 45078.019 | 1 | 1 | 3146.637 | 1 | 1 | 1 |  | #REF! |  | 80206.0686 | 40
4818 | 8594.298 | 43702.54 | 1 | 1 | 4042.27 | 1 | 1 | 1 |  | #REF! |  | 79806.2862 | 32
4819 | 15794.516 | 42290.764 | 1 | 1 | 5610.397 | 1 | 1 | 1 |  | #REF! |  | 78490.5721 | 34
4820 | 16785.658 | 43062.879 | 1 | 1 | 4434.89 | 1 | 1 | 1 |  | #REF! |  | 77481.8859 | 36
4821 | 5890.555 | 19755.163 | 1 | 1 | 2476.324 | 1 | 1 | 1 |  | #REF! |  | 76894.9149 | 38
4822 | 1815.869 | 18381.931 | 1 | 1 | 2419.948 | 1 | 1 | 1 |  | #REF! |  | 74499.6115 | 35
4823 | 1808.846 | 17539.799 | 1 | 1 | 1973.157 | 1 | 1 | 1 |  | #REF! |  | 70256.207 | 38
4824 | 1071.83 | 17274.612 | 1 | 1 | 1193.117 | 1 | 1 | 1 |  | #REF! |  | 66784.6844 | 30
4825 | 1068.399 | 17139.078 | 1 | 1 | 704.463 | 1 | 1 | 1 |  | #REF! |  | 63272.9135 | 28
4826 | 1063.643 | 16868.663 | 1 | 1 | 525.44 | 1 | 1 | 1 |  | #REF! |  | 60000.029 | 25
4827 | 1059.195 | 16688.772 | 1 | 1 | 409.688 | 1 | 1 | 1 |  | #REF! |  | 59072.8242 | 24
4828 | 1058.346 | 16663.498 | 1 | 1 | 223.68 | 1 | 1 | 1 |  | #REF! |  | 58407.1157 | 31
4829 | 1056.629 | 16596.212 | 1 | 1 | 223.733 | 1 | 1 | 1 |  | #REF! |  | 57527.9946 | 29
4830 | 1784.512 | 16520.401 | 1 | 1 | 409.694 | 1 | 1 | 1 |  | #REF! |  | 58188.4988 | 30
4831 | 13179.495 | 17983.03 | 1 | 1 | 1253.372 | 1 | 1 | 1 |  | #REF! |  | 59468.2269 | 36
4832 | 7658.751 | 19965.329 | 1 | 1 | 2546.954 | 1 | 1 | 1 |  | #REF! |  | 63602.2589 | 45
4833 | 10226.112 | 23044.879 | 1 | 1 | 4028.375 | 1 | 1 | 1 |  | #REF! |  | 67975.0892 | 49
4834 | 11493.318 | 24838.598 | 1 | 1 | 5325.156 | 1 | 1 | 1 |  | #REF! |  | 74500.7125 | 52
4835 | 11051.722 | 25723.767 | 1 | 1 | 5881.015 | 1 | 1 | 1 |  | #REF! |  | 76991.3602 | 50
4836 | 12524.476 | 25912.415 | 1 | 1 | 6189.024 | 1 | 1 | 1 |  | #REF! |  | 78913.8271 | 45
4837 | 20682.985 | 23949.648 | 1 | 1 | 5323.033 | 1 | 1 | 1 |  | #REF! |  | 77307.9231 | 45
4838 | 14617.702 | 23768.982 | 1 | 1 | 4581.627 | 1 | 1 | 1 |  | #REF! |  | 77174.8782 | 40
4839 | 13579.528 | 24924.716 | 1 | 1 | 3593.484 | 1 | 1 | 1 |  | #REF! |  | 79775.7922 | 39
4840 | 14202.563 | 25162.805 | 1 | 1 | 3161.808 | 1 | 1 | 1 |  | #REF! |  | 79475.1097 | 35
4841 | 11759.057 | 23227.547 | 1 | 1 | 1805.187 | 1 | 1 | 1 |  | #REF! |  | 80200.7544 | 42
4842 | 11960.185 | 21748.869 | 1 | 1 | 3409.85 | 1 | 1 | 1 |  | #REF! |  | 79740.7939 | 33
4843 | 17452.917 | 21045.627 | 1 | 1 | 4460.769 | 1 | 1 | 1 |  | #REF! |  | 78735.1133 | 34
4844 | 19286.102 | 22483.388 | 1 | 1 | 4832.09 | 1 | 1 | 1 |  | #REF! |  | 77488.6158 | 32
4845 | 10258.228 | 21634.773 | 1 | 1 | 2484.57 | 1 | 1 | 1 |  | #REF! |  | 76475.7406 | 31
4846 | 1856.083 | 19903.579 | 1 | 1 | 2298.123 | 1 | 1 | 1 |  | #REF! |  | 74421.7612 | 34
4847 | 1843.577 | 18854.151 | 1 | 1 | 2113.498 | 1 | 1 | 1 |  | #REF! |  | 70689.8163 | 32
4848 | 1126.972 | 19446.88 | 1 | 1 | 1190.648 | 1 | 1 | 1 |  | #REF! |  | 67431.0766 | 29
4849 | 1120.823 | 19178.086 | 1 | 1 | 551.298 | 1 | 1 | 1 |  | #REF! |  | 63481.4807 | 32
4850 | 1112.695 | 18802.204 | 1 | 1 | 312.086 | 1 | 1 | 1 |  | #REF! |  | 59004.8549 | 35
4851 | 1099.477 | 18257.879 | 1 | 1 | 238.861 | 1 | 1 | 1 |  | #REF! |  | 57549.1399 | 34
4852 | 1085.8 | 17738.288 | 1 | 1 | 239.494 | 1 | 1 | 1 |  | #REF! |  | 56545.7657 | 35
4853 | 1097.498 | 18182.011 | 1 | 1 | 224.436 | 1 | 1 | 1 |  | #REF! |  | 56015.4216 | 34
4854 | 1826.7 | 18150.317 | 1 | 1 | 2494.698 | 1 | 1 | 1 |  | #REF! |  | 55705.142 | 33
4855 | 19810.328 | 19856.224 | 1 | 1 | 6546.539 | 1 | 1 | 1 |  | #REF! |  | 56344.4232 | 37
4856 | 10849.726 | 126295.949 | 1 | 1 | 5303.965 | 1 | 1 | 1 |  | #REF! |  | 57506.2087 | 41
4857 | 10976.689 | 150494.503 | 1 | 1 | 4388.383 | 1 | 1 | 1 |  | #REF! |  | 60628.3376 | 39
4858 | 12612.897 | 174906.588 | 1 | 1 | 3342.807 | 1 | 1 | 1 |  | #REF! |  | 65565.9464 | 46
4859 | 12655.716 | 190007.309 | 1 | 1 | 2950.651 | 1 | 1 | 1 |  | #REF! |  | 68538.3135 | 42
4860 | 13318.248 | 179591.584 | 1 | 1 | 2754.506 | 1 | 1 | 1 |  | #REF! |  | 70480.8084 | 34
4861 | 20997.655 | 149235.744 | 1 | 1 | 4124.838 | 1 | 1 | 1 |  | #REF! |  | 70048.9322 | 33
4862 | 14862.142 | 162148.865 | 1 | 1 | 3667.592 | 1 | 1 | 1 |  | #REF! |  | 69613.3421 | 33
4863 | 13509.859 | 191737.159 | 1 | 1 | 2101.96 | 1 | 1 | 1 |  | #REF! |  | 71259.4991 | 42
4864 | 13529.808 | 177846.704 | 1 | 1 | 1841.397 | 1 | 1 | 1 |  | #REF! |  | 70609.8456 | 34
4865 | 13824.789 | 164943.382 | 1 | 1 | 2101.96 | 1 | 1 | 1 |  | #REF! |  | 70446.8636 | 32
4866 | 14752.074 | 132944.348 | 1 | 1 | 3667.76 | 1 | 1 | 1 |  | #REF! |  | 68654.0273 | 31
4867 | 20298.973 | 47805.151 | 1 | 1 | 5170.009 | 1 | 1 | 1 |  | #REF! |  | 67712.0772 | 32
4868 | 21910.02 | 48596.207 | 1 | 1 | 5235.867 | 1 | 1 | 1 |  | #REF! |  | 67581.4884 | 31
4869 | 12798.336 | 22567.216 | 1 | 1 | 4060.79 | 1 | 1 | 1 |  | #REF! |  | 67608.2751 | 35
4870 | 1876.74 | 20701.559 | 1 | 1 | 2948.99 | 1 | 1 | 1 |  | #REF! |  | 66900.9119 | 45
4871 | 1862.198 | 19549.126 | 1 | 1 | 1646.271 | 1 | 1 | 1 |  | #REF! |  | 64235.9084 | 32
4872 | 1118.33 | 18988.938 | 1 | 1 | 1256.932 | 1 | 1 | 1 |  | #REF! |  | 61287.9345 | 31
4873 | 1105.562 | 18484.482 | 1 | 1 | 551.316 | 1 | 1 | 1 |  | #REF! |  | 58555.2942 | 28
4874 | 1095.825 | 18040.975 | 1 | 1 | 312.108 | 1 | 1 | 1 |  | #REF! |  | 56296.527 | 24
4875 | 1090.187 | 17826.48 | 1 | 1 | 238.66 | 1 | 1 | 1 |  | #REF! |  | 54791.2832 | 24
4876 | 1079.15 | 17381.642 | 1 | 1 | 239.105 | 1 | 1 | 1 |  | #REF! |  | 55068.4443 | 27
4877 | 1073.416 | 17156.845 | 1 | 1 | 224.725 | 1 | 1 | 1 |  | #REF! |  | 54379.3205 | 32
4878 | 1802.342 | 17133.14 | 1 | 1 | 2495.397 | 1 | 1 | 1 |  | #REF! |  | 53827.2396 | 30
4879 | 18163.806 | 18753.036 | 1 | 1 | 6547.613 | 1 | 1 | 1 |  | #REF! |  | 54565.3976 | 29
4880 | 11074.665 | 112908.719 | 1 | 1 | 5304.408 | 1 | 1 | 1 |  | #REF! |  | 56678.612 | 33
4881 | 11492.306 | 143699.892 | 1 | 1 | 4388.383 | 1 | 1 | 1 |  | #REF! |  | 56129.8689 | 36
4882 | 12925.852 | 170730.305 | 1 | 1 | 3342.507 | 1 | 1 | 1 |  | #REF! |  | 58170.4006 | 37
4883 | 13907.815 | 192325.976 | 1 | 1 | 2950.048 | 1 | 1 | 1 |  | #REF! |  | 60142.8418 | 36
4884 | 15266.416 | 185790.971 | 1 | 1 | 2753.611 | 1 | 1 | 1 |  | #REF! |  | 61759.3912 | 36
4885 | 23031.867 | 156236.362 | 1 | 1 | 4123.332 | 1 | 1 | 1 |  | #REF! |  | 61463.5833 | 33
4886 | 17856.227 | 175616.659 | 1 | 1 | 3666.066 | 1 | 1 | 1 |  | #REF! |  | 62201.8173 | 38
4887 | 16741.629 | 206253.084 | 1 | 1 | 2100.861 | 1 | 1 | 1 |  | #REF! |  | 62894.8896 | 37
4888 | 16969.524 | 193815.815 | 1 | 1 | 1840.446 | 1 | 1 | 1 |  | #REF! |  | 62224.8406 | 36
4889 | 16838.322 | 178541.927 | 1 | 1 | 2101.014 | 1 | 1 | 1 |  | #REF! |  | 62342.3411 | 32
4890 | 16947.709 | 141654.741 | 1 | 1 | 3666.626 | 1 | 1 | 1 |  | #REF! |  | 62528.1846 | 34
4891 | 22037.159 | 48940.829 | 1 | 1 | 5168.928 | 1 | 1 | 1 |  | #REF! |  | 63288.9432 | 32
4892 | 23547.933 | 49692.514 | 1 | 1 | 5235.21 | 1 | 1 | 1 |  | #REF! |  | 64621.9751 | 43
4893 | 15293.918 | 23690.003 | 1 | 1 | 4060.083 | 1 | 1 | 1 |  | #REF! |  | 65618.8233 | 33
4894 | 2126.264 | 22164.952 | 1 | 1 | 2947.607 | 1 | 1 | 1 |  | #REF! |  | 64313.8663 | 36
4895 | 2074.298 | 21726.284 | 1 | 1 | 1645.179 | 1 | 1 | 1 |  | #REF! |  | 61914.0699 | 37
4896 | 1246.487 | 21108.547 | 1 | 1 | 1255.934 | 1 | 1 | 1 |  | #REF! |  | 59527.7686 | 33
4897 | 1242.64 | 21112.137 | 1 | 1 | 550.334 | 1 | 1 | 1 |  | #REF! |  | 56971.8936 | 30
4898 | 1213.049 | 20803.171 | 1 | 1 | 310.797 | 1 | 1 | 1 |  | #REF! |  | 55916.3752 | 25
4899 | 1204.48 | 20904.034 | 1 | 1 | 235.013 | 1 | 1 | 1 |  | #REF! |  | 54299.8178 | 26
4900 | 1201.073 | 20722.307 | 1 | 1 | 234.906 | 1 | 1 | 1 |  | #REF! |  | 53429.7786 | 25
4901 | 1205.426 | 20923.354 | 1 | 1 | 222.038 | 1 | 1 | 1 |  | #REF! |  | 54217.6961 | 28
4902 | 1976.818 | 21059.205 | 1 | 1 | 2491.982 | 1 | 1 | 1 |  | #REF! |  | 54984.891 | 30
4903 | 28261.867 | 23952.903 | 1 | 1 | 6543.594 | 1 | 1 | 1 |  | #REF! |  | 56699.6621 | 36
4904 | 18453.32 | 182756.462 | 1 | 1 | 5301.416 | 1 | 1 | 1 |  | #REF! |  | 60811.2594 | 49
4905 | 17659.155 | 188340.826 | 1 | 1 | 4386.13 | 1 | 1 | 1 |  | #REF! |  | 66708.2516 | 44
4906 | 18216.982 | 207710.163 | 1 | 1 | 3341.016 | 1 | 1 | 1 |  | #REF! |  | 72373.6472 | 57
4907 | 17579.189 | 220623.787 | 1 | 1 | 2949.647 | 1 | 1 | 1 |  | #REF! |  | 75789.8375 | 56
4908 | 18085.586 | 207376.06 | 1 | 1 | 2753.611 | 1 | 1 | 1 |  | #REF! |  | 77781.9749 | 47
4909 | 26333.581 | 178762.255 | 1 | 1 | 4122.799 | 1 | 1 | 1 |  | #REF! |  | 75785.4597 | 47
4910 | 22003.67 | 203219.795 | 1 | 1 | 3664.852 | 1 | 1 | 1 |  | #REF! |  | 75217.4362 | 45
4911 | 21328.756 | 237194.004 | 1 | 1 | 2099.876 | 1 | 1 | 1 |  | #REF! |  | 77807.1603 | 42
4912 | 22054.22 | 226399.541 | 1 | 1 | 1839.221 | 1 | 1 | 1 |  | #REF! |  | 76478.8017 | 36
4913 | 21276.707 | 207492.093 | 1 | 1 | 2099.517 | 1 | 1 | 1 |  | #REF! |  | 76048.8707 | 38
4914 | 20376.906 | 165847.626 | 1 | 1 | 3664.367 | 1 | 1 | 1 |  | #REF! |  | 75453.307 | 34
4915 | 25999.809 | 53166.136 | 1 | 1 | 5165.78 | 1 | 1 | 1 |  | #REF! |  | 74805.3163 | 34
4916 | 26722.2 | 52823.614 | 1 | 1 | 5231.809 | 1 | 1 | 1 |  | #REF! |  | 73351.6057 | 35
4917 | 17779.415 | 24754.675 | 1 | 1 | 4057.71 | 1 | 1 | 1 |  | #REF! |  | 73337.3525 | 35
4918 | 2850.787 | 22520.77 | 1 | 1 | 2944.939 | 1 | 1 | 1 |  | #REF! |  | 70438.8994 | 39
4919 | 2537.873 | 21402.597 | 1 | 1 | 1643.779 | 1 | 1 | 1 |  | #REF! |  | 67755.5222 | 40
4920 | 1571.737 | 21067.412 | 1 | 1 | 1254.962 | 1 | 1 | 1 |  | #REF! |  | 64510.386 | 30
4921 | 1333.54 | 20370.99 | 1 | 1 | 549.987 | 1 | 1 | 1 |  | #REF! |  | 61605.395 | 25
4922 | 1162.83 | 19514.477 | 1 | 1 | 310.824 | 1 | 1 | 1 |  | #REF! |  | 59563.8154 | 23
4923 | 1122.188 | 18974.761 | 1 | 1 | 235.413 | 1 | 1 | 1 |  | #REF! |  | 58137.5491 | 27
4924 | 1105.26 | 18332.529 | 1 | 1 | 236.162 | 1 | 1 | 1 |  | #REF! |  | 57967.6795 | 27
4925 | 1094.665 | 17912.541 | 1 | 1 | 223.177 | 1 | 1 | 1 |  | #REF! |  | 57967.5319 | 27
4926 | 1822.296 | 17843.485 | 1 | 1 | 2493.972 | 1 | 1 | 1 |  | #REF! |  | 58452.6177 | 27
4927 | 21703.839 | 20090.121 | 1 | 1 | 6546.539 | 1 | 1 | 1 |  | #REF! |  | 59570.6339 | 32
4928 | 14663.976 | 138995.947 | 1 | 1 | 5303.296 | 1 | 1 | 1 |  | #REF! |  | 61734.2369 | 40
4929 | 14904.804 | 165981.424 | 1 | 1 | 4387.35 | 1 | 1 | 1 |  | #REF! |  | 66934.7831 | 35
4930 | 16606.495 | 192254.504 | 1 | 1 | 3341.539 | 1 | 1 | 1 |  | #REF! |  | 72538.5563 | 48
4931 | 17366.913 | 211381.62 | 1 | 1 | 2949.107 | 1 | 1 | 1 |  | #REF! |  | 75755.1746 | 43
4932 | 18474.684 | 203618.76 | 1 | 1 | 2752.657 | 1 | 1 | 1 |  | #REF! |  | 77477.0918 | 46
4933 | 26545.377 | 176664.339 | 1 | 1 | 4121.998 | 1 | 1 | 1 |  | #REF! |  | 75685.1691 | 38
4934 | 20966.95 | 192867.23 | 1 | 1 | 3664.772 | 1 | 1 | 1 |  | #REF! |  | 75009.5323 | 48
4935 | 20146.23 | 225098.731 | 1 | 1 | 2099.983 | 1 | 1 | 1 |  | #REF! |  | 78901.0415 | 37
4936 | 20252.618 | 211105.348 | 1 | 1 | 1839.599 | 1 | 1 | 1 |  | #REF! |  | 78659.2593 | 43
4937 | 19754.62 | 192483.986 | 1 | 1 | 2100.087 | 1 | 1 | 1 |  | #REF! |  | 78104.8326 | 39
4938 | 20164.906 | 158112.181 | 1 | 1 | 3665.099 | 1 | 1 | 1 |  | #REF! |  | 77643.1011 | 37
4939 | 25075.798 | 51105.767 | 1 | 1 | 5167.076 | 1 | 1 | 1 |  | #REF! |  | 75877.4254 | 34
4940 | 25644.221 | 51007.555 | 1 | 1 | 5233.567 | 1 | 1 | 1 |  | #REF! |  | 74206.4177 | 39
4941 | 16565.6 | 23753.012 | 1 | 1 | 4059.118 | 1 | 1 | 1 |  | #REF! |  | 73233.0826 | 38
4942 | 2588.898 | 21804.635 | 1 | 1 | 2946.249 | 1 | 1 | 1 |  | #REF! |  | 70992.6613 | 37
4943 | 2325.196 | 20812.788 | 1 | 1 | 1644.636 | 1 | 1 | 1 |  | #REF! |  | 66984.207 | 36
4944 | 1364.281 | 20221.052 | 1 | 1 | 1255.654 | 1 | 1 | 1 |  | #REF! |  | 64060.135 | 32
4945 | 1281.222 | 19893.167 | 1 | 1 | 550.217 | 1 | 1 | 1 |  | #REF! |  | 60909.27 | 28
4946 | 1216.173 | 19479.857 | 1 | 1 | 310.708 | 1 | 1 | 1 |  | #REF! |  | 58681.0935 | 25
4947 | 1175.577 | 19202.273 | 1 | 1 | 234.697 | 1 | 1 | 1 |  | #REF! |  | 58045.2041 | 28
4948 | 1152.942 | 19038.4 | 1 | 1 | 234.841 | 1 | 1 | 1 |  | #REF! |  | 57660.3297 | 26
4949 | 1137.293 | 18901.45 | 1 | 1 | 222.16 | 1 | 1 | 1 |  | #REF! |  | 57174.7779 | 22
4950 | 1876.082 | 18905.777 | 1 | 1 | 2492.549 | 1 | 1 | 1 |  | #REF! |  | 57722.0336 | 30
4951 | 22015.516 | 20506.335 | 1 | 1 | 6545.203 | 1 | 1 | 1 |  | #REF! |  | 59310.9322 | 31
4952 | 13768.784 | 132428.681 | 1 | 1 | 5302.858 | 1 | 1 | 1 |  | #REF! |  | 61684.8726 | 40
4953 | 12906.113 | 153647.374 | 1 | 1 | 4387.721 | 1 | 1 | 1 |  | #REF! |  | 64832.2858 | 42
4954 | 15264.434 | 186901.749 | 1 | 1 | 3342.289 | 1 | 1 | 1 |  | #REF! |  | 69647.1971 | 50
4955 | 14417.951 | 194228.891 | 1 | 1 | 2950.177 | 1 | 1 | 1 |  | #REF! |  | 71964.3499 | 40
4956 | 14301.173 | 177907.041 | 1 | 1 | 2754.055 | 1 | 1 | 1 |  | #REF! |  | 74017.9821 | 40
4957 | 21939.819 | 148015.574 | 1 | 1 | 4124.225 | 1 | 1 | 1 |  | #REF! |  | 71996.6741 | 39
4958 | 16085.913 | 163171.283 | 1 | 1 | 3667.037 | 1 | 1 | 1 |  | #REF! |  | 71715.0986 | 43
4959 | 16096.55 | 203187.609 | 1 | 1 | 2101.797 | 1 | 1 | 1 |  | #REF! |  | 76252.3179 | 38
4960 | 17949.451 | 203264.616 | 1 | 1 | 1841.11 | 1 | 1 | 1 |  | #REF! |  | 76169.4287 | 38
4961 | 19258.003 | 197873.937 | 1 | 1 | 2101.542 | 1 | 1 | 1 |  | #REF! |  | 76447.7665 | 41
4962 | 20086.614 | 166075.902 | 1 | 1 | 3667.037 | 1 | 1 | 1 |  | #REF! |  | 75601.6391 | 37
4963 | 25672.533 | 52981.802 | 1 | 1 | 5169.031 | 1 | 1 | 1 |  | #REF! |  | 73209.4323 | 36
4964 | 26750.702 | 53208.534 | 1 | 1 | 5234.888 | 1 | 1 | 1 |  | #REF! |  | 71306.6031 | 37
4965 | 15889.885 | 23746.379 | 1 | 1 | 4060.174 | 1 | 1 | 1 |  | #REF! |  | 70829.5561 | 40
4966 | 2016.054 | 21074.208 | 1 | 1 | 2947.811 | 1 | 1 | 1 |  | #REF! |  | 68565.6035 | 39
4967 | 1909.303 | 19931.198 | 1 | 1 | 1645.578 | 1 | 1 | 1 |  | #REF! |  | 65322.7698 | 38
4968 | 1122.018 | 19085.163 | 1 | 1 | 1256.523 | 1 | 1 | 1 |  | #REF! |  | 62502.3241 | 31
4969 | 1108.749 | 18569.094 | 1 | 1 | 532.979 | 1 | 1 | 1 |  | #REF! |  | 59828.8115 | 27
4970 | 1095.181 | 17969.335 | 1 | 1 | 586.957 | 1 | 1 | 1 |  | #REF! |  | 57839.8761 | 24
4971 | 1086.803 | 17641.312 | 1 | 1 | 376.866 | 1 | 1 | 1 |  | #REF! |  | 56787.541 | 27
4972 | 1074.55 | 17159.017 | 1 | 1 | 219.293 | 1 | 1 | 1 |  | #REF! |  | 56644.4404 | 23
4973 | 1066.532 | 16849.541 | 1 | 1 | 219.561 | 1 | 1 | 1 |  | #REF! |  | 56861.3581 | 24
4974 | 1794.968 | 16805.688 | 1 | 1 | 695.989 | 1 | 1 | 1 |  | #REF! |  | 56970.4546 | 27
4975 | 19245.939 | 18662.006 | 1 | 1 | 1861.829 | 1 | 1 | 1 |  | #REF! |  | 58790.6133 | 31
4976 | 11746.323 | 44245.818 | 1 | 1 | 3147.271 | 1 | 1 | 1 |  | #REF! |  | 61458.4057 | 35
4977 | 11692.15 | 46029.487 | 1 | 1 | 5105.554 | 1 | 1 | 1 |  | #REF! |  | 64311.5315 | 38
4978 | 12908.832 | 48856.31 | 1 | 1 | 5048.401 | 1 | 1 | 1 |  | #REF! |  | 67354.9315 | 41
4979 | 13278.562 | 50106.949 | 1 | 1 | 4543.774 | 1 | 1 | 1 |  | #REF! |  | 69815.317 | 40
4980 | 13916.192 | 50532.712 | 1 | 1 | 4878.722 | 1 | 1 | 1 |  | #REF! |  | 72243.3304 | 39
4981 | 22106.965 | 49238.097 | 1 | 1 | 4933.949 | 1 | 1 | 1 |  | #REF! |  | 70638.3292 | 38
4982 | 16277.072 | 49342.488 | 1 | 1 | 3926.647 | 1 | 1 | 1 |  | #REF! |  | 70276.4224 | 41
4983 | 14813.237 | 49845.326 | 1 | 1 | 3143.57 | 1 | 1 | 1 |  | #REF! |  | 74120.98 | 42
4984 | 15070.328 | 49707.277 | 1 | 1 | 2472.916 | 1 | 1 | 1 |  | #REF! |  | 74194.5136 | 38
4985 | 14725.5 | 49023.918 | 1 | 1 | 3143.57 | 1 | 1 | 1 |  | #REF! |  | 74517.9143 | 44
4986 | 15749.721 | 48606.842 | 1 | 1 | 4038.502 | 1 | 1 | 1 |  | #REF! |  | 74016.3323 | 38
4987 | 21300.177 | 47631.378 | 1 | 1 | 5605.616 | 1 | 1 | 1 |  | #REF! |  | 72363.2098 | 40
4988 | 22590.526 | 48244.91 | 1 | 1 | 4431.47 | 1 | 1 | 1 |  | #REF! |  | 71505.5494 | 40
4989 | 13786.998 | 22579.304 | 1 | 1 | 2474.618 | 1 | 1 | 1 |  | #REF! |  | 69840.7174 | 38
4990 | 1882.437 | 20460.062 | 1 | 1 | 2417.238 | 1 | 1 | 1 |  | #REF! |  | 67884.5158 | 37
4991 | 1844.022 | 18786.804 | 1 | 1 | 1971.42 | 1 | 1 | 1 |  | #REF! |  | 64722.2101 | 35
4992 | 1093.894 | 17999.904 | 1 | 1 | 1192.242 | 1 | 1 | 1 |  | #REF! |  | 61544.9099 | 30
4993 | 1073.299 | 17183.632 | 1 | 1 | 704.035 | 1 | 1 | 1 |  | #REF! |  | 60395.96 | 26
4994 | 1053.103 | 16372.908 | 1 | 1 | 525.293 | 1 | 1 | 1 |  | #REF! |  | 57899.9945 | 26
4995 | 1041.745 | 15977.149 | 1 | 1 | 409.635 | 1 | 1 | 1 |  | #REF! |  | 56966.9503 | 29
4996 | 1032.624 | 15575.993 | 1 | 1 | 223.6 | 1 | 1 | 1 |  | #REF! |  | 56249.4292 | 23
4997 | 1032.624 | 15352.056 | 1 | 1 | 223.913 | 1 | 1 | 1 |  | #REF! |  | 56573.1284 | 28
4998 | 1762.222 | 15267.182 | 1 | 1 | 410.053 | 1 | 1 | 1 |  | #REF! |  | 56667.6642 | 28
4999 | 12373.2 | 16082.019 | 1 | 1 | 1254.106 | 1 | 1 | 1 |  | #REF! |  | 57698.341 | 32
5000 | 6277.851 | 17710.995 | 1 | 1 | 2548.278 | 1 | 1 | 1 |  | #REF! |  | 60410.5751 | 38
5001 | 7897.466 | 20861.306 | 1 | 1 | 4030.475 | 1 | 1 | 1 |  | #REF! |  | 64072.8361 | 45
5002 | 10290.891 | 23378.825 | 1 | 1 | 5327.382 | 1 | 1 | 1 |  | #REF! |  | 67838.751 | 48
5003 | 10943.934 | 24797.992 | 1 | 1 | 5882.238 | 1 | 1 | 1 |  | #REF! |  | 70456.0482 | 47
5004 | 11986.046 | 24899.705 | 1 | 1 | 6190.042 | 1 | 1 | 1 |  | #REF! |  | 72526.003 | 44
5005 | 20351.805 | 23090.822 | 1 | 1 | 5323.926 | 1 | 1 | 1 |  | #REF! |  | 70583.2778 | 45
5006 | 14974.518 | 23273.691 | 1 | 1 | 4582.023 | 1 | 1 | 1 |  | #REF! |  | 70414.9468 | 48
5007 | 13468.961 | 24161.096 | 1 | 1 | 3593.725 | 1 | 1 | 1 |  | #REF! |  | 73544.839 | 44
5008 | 13426.654 | 23655.229 | 1 | 1 | 3161.531 | 1 | 1 | 1 |  | #REF! |  | 73216.2303 | 44
5009 | 12999.136 | 22971.28 | 1 | 1 | 1804.775 | 1 | 1 | 1 |  | #REF! |  | 73110.9999 | 41
5010 | 13740.779 | 21897.212 | 1 | 1 | 3409.17 | 1 | 1 | 1 |  | #REF! |  | 72301.4626 | 35
5011 | 18761.148 | 21166.977 | 1 | 1 | 4460.103 | 1 | 1 | 1 |  | #REF! |  | 70328.9949 | 38
5012 | 19173.372 | 21811.49 | 1 | 1 | 4831.885 | 1 | 1 | 1 |  | #REF! |  | 69108.3589 | 37
5013 | 10228.007 | 20678.104 | 1 | 1 | 2484.743 | 1 | 1 | 1 |  | #REF! |  | 68248.3888 | 39
5014 | 1835.28 | 19020.761 | 1 | 1 | 2298.416 | 1 | 1 | 1 |  | #REF! |  | 65843.4675 | 37
5015 | 1822.985 | 17983.132 | 1 | 1 | 2113.954 | 1 | 1 | 1 |  | #REF! |  | 63471.2347 | 33
5016 | 1079.53 | 17449.249 | 1 | 1 | 1191.363 | 1 | 1 | 1 |  | #REF! |  | 60864.3108 | 30
5017 | 1069.401 | 17041.91 | 1 | 1 | 551.931 | 1 | 1 | 1 |  | #REF! |  | 59046.2428 | 28
5018 | 1062.229 | 16691.039 | 1 | 1 | 312.727 | 1 | 1 | 1 |  | #REF! |  | 56555.0585 | 26
5019 | 1056.339 | 16465.651 | 1 | 1 | 240.114 | 1 | 1 | 1 |  | #REF! |  | 55561.6605 | 24
5020 | 1051.46 | 16298.282 | 1 | 1 | 240.428 | 1 | 1 | 1 |  | #REF! |  | 55915.1755 | 28
5021 | 1046.598 | 16133.212 | 1 | 1 | 225.542 | 1 | 1 | 1 |  | #REF! |  | 55189.7633 | 25
5022 | 1775.021 | 16089.142 | 1 | 1 | 2496.452 | 1 | 1 | 1 |  | #REF! |  | 55286.3049 | 27
5023 | 13056.355 | 16936.467 | 1 | 1 | 6549.216 | 1 | 1 | 1 |  | #REF! |  | 55576.3683 | 32
5024 | 7106.526 | 107761.504 | 1 | 1 | 5305.743 | 1 | 1 | 1 |  | #REF! |  | 56795.8355 | 32
5025 | 7607.186 | 138915.471 | 1 | 1 | 4389.604 | 1 | 1 | 1 |  | #REF! |  | 56869.6888 | 38
5026 | 9381.497 | 163821.584 | 1 | 1 | 3343.64 | 1 | 1 | 1 |  | #REF! |  | 58206.5707 | 39
5027 | 10856.809 | 185725.224 | 1 | 1 | 2951.198 | 1 | 1 | 1 |  | #REF! |  | 60637.2247 | 43
5028 | 11515.82 | 174114.099 | 1 | 1 | 2754.77 | 1 | 1 | 1 |  | #REF! |  | 61963.0606 | 40
5029 | 19478.239 | 145572.562 | 1 | 1 | 4125.114 | 1 | 1 | 1 |  | #REF! |  | 62042.9249 | 40
5030 | 14008.21 | 162565.004 | 1 | 1 | 3667.76 | 1 | 1 | 1 |  | #REF! |  | 61331.5592 | 37
5031 | 13473.801 | 196528.525 | 1 | 1 | 2101.96 | 1 | 1 | 1 |  | #REF! |  | 62575.1066 | 37
5032 | 15220.605 | 194659.673 | 1 | 1 | 1841.397 | 1 | 1 | 1 |  | #REF! |  | 61822.6956 | 36
5033 | 16878.087 | 191936.261 | 1 | 1 | 2101.96 | 1 | 1 | 1 |  | #REF! |  | 61329.2996 | 34
5034 | 15740.515 | 144698.408 | 1 | 1 | 3667.76 | 1 | 1 | 1 |  | #REF! |  | 60655.0242 | 35
5035 | 19509.605 | 46568.317 | 1 | 1 | 5170.225 | 1 | 1 | 1 |  | #REF! |  | 60153.374 | 36
5036 | 20586.999 | 46794.884 | 1 | 1 | 5236.416 | 1 | 1 | 1 |  | #REF! |  | 60203.9404 | 34
5037 | 11409.08 | 21552.878 | 1 | 1 | 4061.496 | 1 | 1 | 1 |  | #REF! |  | 60708.0215 | 38
5038 | 1850.8 | 19649.876 | 1 | 1 | 2950.054 | 1 | 1 | 1 |  | #REF! |  | 59156.1807 | 36
5039 | 1835.445 | 18476.17 | 1 | 1 | 1647.104 | 1 | 1 | 1 |  | #REF! |  | 57926.3454 | 31
5040 | 1085.691 | 17695.601 | 1 | 1 | 1257.876 | 1 | 1 | 1 |  | #REF! |  | 55902.2869 | 30
5041 | 1066.999 | 16965.138 | 1 | 1 | 552.131 | 1 | 1 | 1 |  | #REF! |  | 54395.7578 | 27
5042 | 1043.976 | 16056.594 | 1 | 1 | 313.244 | 1 | 1 | 1 |  | #REF! |  | 51487.8235 | 27
5043 | 1032.624 | 15590.033 | 1 | 1 | 241.723 | 1 | 1 | 1 |  | #REF! |  | 50388.3166 | 30
5044 | 1032.624 | 15277.703 | 1 | 1 | 242.435 | 1 | 1 | 1 |  | #REF! |  | 50552.0765 | 25
5045 | 1032.624 | 15245.623 | 1 | 1 | 226.926 | 1 | 1 | 1 |  | #REF! |  | 49768.2255 | 25
5046 | 1762.222 | 15241.386 | 1 | 1 | 2498.357 | 1 | 1 | 1 |  | #REF! |  | 49962.2441 | 30
5047 | 10322.882 | 15482.825 | 1 | 1 | 6551.492 | 1 | 1 | 1 |  | #REF! |  | 50389.5254 | 25
5048 | 4335.613 | 77378.315 | 1 | 1 | 5307.627 | 1 | 1 | 1 |  | #REF! |  | 51621.3538 | 30
5049 | 6210.068 | 122834.05 | 1 | 1 | 4391.018 | 1 | 1 | 1 |  | #REF! |  | 51446.4639 | 39
5050 | 9314.855 | 150385.028 | 1 | 1 | 3344.53 | 1 | 1 | 1 |  | #REF! |  | 52710.571 | 40
5051 | 10936.885 | 172029.423 | 1 | 1 | 2951.869 | 1 | 1 | 1 |  | #REF! |  | 53856.0637 | 42
5052 | 11992.028 | 165269.399 | 1 | 1 | 2755.334 | 1 | 1 | 1 |  | #REF! |  | 55599.8926 | 39
5053 | 20386.904 | 141434.79 | 1 | 1 | 4125.737 | 1 | 1 | 1 |  | #REF! |  | 55661.2772 | 38
5054 | 15182.367 | 161206.393 | 1 | 1 | 3668.08 | 1 | 1 | 1 |  | #REF! |  | 56692.1741 | 35
5055 | 14498.619 | 194586.956 | 1 | 1 | 2102.059 | 1 | 1 | 1 |  | #REF! |  | 57146.4325 | 34
5056 | 14700.612 | 181267.501 | 1 | 1 | 1841.484 | 1 | 1 | 1 |  | #REF! |  | 57584.503 | 32
5057 | 14185.769 | 161780.034 | 1 | 1 | 2102.12 | 1 | 1 | 1 |  | #REF! |  | 58238.2468 | 35
5058 | 14698.478 | 126822.44 | 1 | 1 | 3668.167 | 1 | 1 | 1 |  | #REF! |  | 58897.1933 | 35
5059 | 19580.803 | 46155.264 | 1 | 1 | 5171.092 | 1 | 1 | 1 |  | #REF! |  | 59684.6412 | 35
5060 | 20568.874 | 46279.476 | 1 | 1 | 5237.519 | 1 | 1 | 1 |  | #REF! |  | 60157.9369 | 37
5061 | 11069.349 | 21341.291 | 1 | 1 | 4062.201 | 1 | 1 | 1 |  | #REF! |  | 61256.0612 | 40
5062 | 1846.856 | 19525.593 | 1 | 1 | 2950.604 | 1 | 1 | 1 |  | #REF! |  | 60200.9139 | 39
5063 | 1831.684 | 18366.046 | 1 | 1 | 1647.341 | 1 | 1 | 1 |  | #REF! |  | 57822.598 | 35
5064 | 1084.816 | 17696.385 | 1 | 1 | 1257.914 | 1 | 1 | 1 |  | #REF! |  | 56457.2441 | 32
5065 | 1078.928 | 17495.96 | 1 | 1 | 551.973 | 1 | 1 | 1 |  | #REF! |  | 53114.9942 | 28
5066 | 1067.988 | 16998.623 | 1 | 1 | 312.837 | 1 | 1 | 1 |  | #REF! |  | 51905.0354 | 23
5067 | 1064.833 | 16905.954 | 1 | 1 | 240.368 | 1 | 1 | 1 |  | #REF! |  | 51478.2356 | 27
5068 | 1056.851 | 16602.338 | 1 | 1 | 240.704 | 1 | 1 | 1 |  | #REF! |  | 51262.0477 | 26
5069 | 1049.572 | 16333.092 | 1 | 1 | 225.696 | 1 | 1 | 1 |  | #REF! |  | 51109.021 | 24
5070 | 1777.767 | 16281.611 | 1 | 1 | 2496.53 | 1 | 1 | 1 |  | #REF! |  | 51054.6773 | 28
5071 | 15127.999 | 17762.768 | 1 | 1 | 6548.681 | 1 | 1 | 1 |  | #REF! |  | 52870.5674 | 35
5072 | 9832.856 | 100183.447 | 1 | 1 | 5304.852 | 1 | 1 | 1 |  | #REF! |  | 55685.0492 | 39
5073 | 10464.582 | 136588.391 | 1 | 1 | 4388.755 | 1 | 1 | 1 |  | #REF! |  | 57871.5188 | 40
5074 | 12162.421 | 162072.771 | 1 | 1 | 3342.807 | 1 | 1 | 1 |  | #REF! |  | 61305.6453 | 48
5075 | 12848.521 | 183773.368 | 1 | 1 | 2950.383 | 1 | 1 | 1 |  | #REF! |  | 63699.4804 | 45
5076 | 13693.63 | 174755.233 | 1 | 1 | 2753.927 | 1 | 1 | 1 |  | #REF! |  | 64518.5366 | 46
5077 | 22244.885 | 150560.175 | 1 | 1 | 4123.694 | 1 | 1 | 1 |  | #REF! |  | 63423.9666 | 43
5078 | 16789.969 | 167847.695 | 1 | 1 | 3666.304 | 1 | 1 | 1 |  | #REF! |  | 63222.4465 | 44
5079 | 15187.747 | 197221.46 | 1 | 1 | 2101.283 | 1 | 1 | 1 |  | #REF! |  | 64996.5502 | 38
5080 | 15454.539 | 184635.915 | 1 | 1 | 1840.916 | 1 | 1 | 1 |  | #REF! |  | 64465.3859 | 41
5081 | 15447.861 | 168553.902 | 1 | 1 | 2101.441 | 1 | 1 | 1 |  | #REF! |  | 64141.869 | 37
5082 | 16016.489 | 135497.497 | 1 | 1 | 3667.112 | 1 | 1 | 1 |  | #REF! |  | 63780.2889 | 36
5083 | 21896.907 | 48964.197 | 1 | 1 | 5169.575 | 1 | 1 | 1 |  | #REF! |  | 62722.9882 | 33
5084 | 23339.867 | 49621.221 | 1 | 1 | 5235.867 | 1 | 1 | 1 |  | #REF! |  | 61983.5485 | 32
5085 | 14934.139 | 23691.134 | 1 | 1 | 4060.7 | 1 | 1 | 1 |  | #REF! |  | 62413.6703 | 35
5086 | 1961.021 | 22027.851 | 1 | 1 | 2948.626 | 1 | 1 | 1 |  | #REF! |  | 60217.381 | 38
5087 | 1909.022 | 20940.89 | 1 | 1 | 1645.902 | 1 | 1 | 1 |  | #REF! |  | 58577.6353 | 33
5088 | 1154.816 | 20441.068 | 1 | 1 | 1256.569 | 1 | 1 | 1 |  | #REF! |  | 56802.0473 | 32
5089 | 1143.781 | 20053.577 | 1 | 1 | 550.95 | 1 | 1 | 1 |  | #REF! |  | 54714.5797 | 24
5090 | 1130.677 | 19475.819 | 1 | 1 | 311.674 | 1 | 1 | 1 |  | #REF! |  | 52775.2033 | 22
5091 | 1127.355 | 19355.742 | 1 | 1 | 237.419 | 1 | 1 | 1 |  | #REF! |  | 51266.4993 | 36
5092 | 1123.729 | 19208.695 | 1 | 1 | 237.515 | 1 | 1 | 1 |  | #REF! |  | 51332.9296 | 34
5093 | 1117.579 | 18975.797 | 1 | 1 | 223.77 | 1 | 1 | 1 |  | #REF! |  | 50725.2507 | 19
5094 | 1846.606 | 18948.366 | 1 | 1 | 2494.193 | 1 | 1 | 1 |  | #REF! |  | 51077.0755 | 50
5095 | 24350.55 | 21468.723 | 1 | 1 | 6546 | 1 | 1 | 1 |  | #REF! |  | 52069.0097 | 40
5096 | 15259.296 | 165753.122 | 1 | 1 | 5303.296 | 1 | 1 | 1 |  | #REF! |  | 53911.4422 | 61
5097 | 16047.775 | 193842.845 | 1 | 1 | 4387.248 | 1 | 1 | 1 |  | #REF! |  | 56666.5886 | 45
5098 | 15277.758 | 215025.773 | 1 | 1 | 3342.289 | 1 | 1 | 1 |  | #REF! |  | 60169.2653 | 65
5099 | 15968.286 | 240504.06 | 1 | 1 | 2950.177 | 1 | 1 | 1 |  | #REF! |  | 62540.2888 | 63
5100 | 15643.333 | 215730.657 | 1 | 1 | 2754.001 | 1 | 1 | 1 |  | #REF! |  | 63538.0026 | 62
5101 | 21904.007 | 158533.634 | 1 | 1 | 4124.939 | 1 | 1 | 1 |  | #REF! |  | 63158.1512 | 59
5102 | 15099.324 | 180493.516 | 1 | 1 | 3668.564 | 1 | 1 | 1 |  | #REF! |  | 62761.0731 | 28
5103 | 16115.093 | 238967.434 | 1 | 1 | 2102.319 | 1 | 1 | 1 |  | #REF! |  | 65600.1444 | 47
5104 | 16275.051 | 222013.14 | 1 | 1 | 1841.724 | 1 | 1 | 1 |  | #REF! |  | 66007.3361 | 26
5105 | 16326.072 | 206789.137 | 1 | 1 | 2102.269 | 1 | 1 | 1 |  | #REF! |  | 66285.6966 | 24
5106 | 15481.452 | 150282.244 | 1 | 1 | 3668.244 | 1 | 1 | 1 |  | #REF! |  | 66636.759 | 23
5107 | 22660.65 | 49923.405 | 1 | 1 | 5170.553 | 1 | 1 | 1 |  | #REF! |  | 66211.6149 | 24
5108 | 22339.73 | 48513.101 | 1 | 1 | 5236.416 | 1 | 1 | 1 |  | #REF! |  | 65934.6967 | 33
5109 | 13659.272 | 22796.991 | 1 | 1 | 4061.227 | 1 | 1 | 1 |  | #REF! |  | 65660.7905 | 24
5110 | 1877.994 | 20833.357 | 1 | 1 | 2949.452 | 1 | 1 | 1 |  | #REF! |  | 63816.7174 | 38
5111 | 1863.945 | 19690.488 | 1 | 1 | 1646.709 | 1 | 1 | 1 |  | #REF! |  | 60940.2849 | 32
5112 | 1131.556 | 19589.672 | 1 | 1 | 1257.044 | 1 | 1 | 1 |  | #REF! |  | 58426.0735 | 17
5113 | 1122.297 | 19223.131 | 1 | 1 | 551.286 | 1 | 1 | 1 |  | #REF! |  | 55865.5373 | 25
5114 | 1111.347 | 18729.562 | 1 | 1 | 312.02 | 1 | 1 | 1 |  | #REF! |  | 54551.4034 | 18
5115 | 1105.704 | 18503.376 | 1 | 1 | 238.277 | 1 | 1 | 1 |  | #REF! |  | 52679.4848 | 26
5116 | 1100.141 | 18288.327 | 1 | 1 | 238.482 | 1 | 1 | 1 |  | #REF! |  | 53358.2284 | 28
5117 | 1094.473 | 18076.242 | 1 | 1 | 224.356 | 1 | 1 | 1 |  | #REF! |  | 53522.4812 | 38
5118 | 1823.289 | 18044.067 | 1 | 1 | 2494.947 | 1 | 1 | 1 |  | #REF! |  | 54079.2949 | 29
5119 | 21792.792 | 19860.626 | 1 | 1 | 6547.213 | 1 | 1 | 1 |  | #REF! |  | 54255.668 | 33
5120 | 12717.639 | 150915.099 | 1 | 1 | 5304.186 | 1 | 1 | 1 |  | #REF! |  | 56778.2926 | 35
5121 | 12921.57 | 176140.926 | 1 | 1 | 4388.284 | 1 | 1 | 1 |  | #REF! |  | 58091.3173 | 39
5122 | 14287.79 | 208861.309 | 1 | 1 | 3342.289 | 1 | 1 | 1 |  | #REF! |  | 62252.2399 | 52
5123 | 15325.844 | 236962.173 | 1 | 1 | 2949.91 | 1 | 1 | 1 |  | #REF! |  | 64480.0415 | 59
5124 | 16507.096 | 223679.89 | 1 | 1 | 2753.611 | 1 | 1 | 1 |  | #REF! |  | 66158.2592 | 60
5125 | 24900.307 | 178436.701 | 1 | 1 | 4123.245 | 1 | 1 | 1 |  | #REF! |  | 65497.5741 | 24
5126 | 19762.21 | 209264.387 | 1 | 1 | 3665.822 | 1 | 1 | 1 |  | #REF! |  | 66046.1641 | 30
5127 | 19220.701 | 258945.616 | 1 | 1 | 2100.712 | 1 | 1 | 1 |  | #REF! |  | 67712.4851 | 26
5128 | 19781.171 | 242811.456 | 1 | 1 | 1840.163 | 1 | 1 | 1 |  | #REF! |  | 67835.3297 | 33
5129 | 19919.744 | 228620.8 | 1 | 1 | 2100.611 | 1 | 1 | 1 |  | #REF! |  | 68476.8815 | 29
5130 | 20496.241 | 182039.838 | 1 | 1 | 3665.741 | 1 | 1 | 1 |  | #REF! |  | 68815.7981 | 27
5131 | 26280.722 | 53574.278 | 1 | 1 | 5167.728 | 1 | 1 | 1 |  | #REF! |  | 67659.6007 | 26
5132 | 27051.466 | 53566.476 | 1 | 1 | 5233.898 | 1 | 1 | 1 |  | #REF! |  | 66740.0223 | 24
5133 | 18343.999 | 25447.484 | 1 | 1 | 4059.294 | 1 | 1 | 1 |  | #REF! |  | 66906.9764 | 28
5134 | 2432.666 | 23503.477 | 1 | 1 | 2946.79 | 1 | 1 | 1 |  | #REF! |  | 64490.5184 | 41
5135 | 2242.907 | 22605.282 | 1 | 1 | 1644.851 | 1 | 1 | 1 |  | #REF! |  | 61640.5219 | 23
5136 | 1333.551 | 22048.139 | 1 | 1 | 1255.774 | 1 | 1 | 1 |  | #REF! |  | 58973.8216 | 18
5137 | 1238.258 | 21195.981 | 1 | 1 | 532.351 | 1 | 1 | 1 |  | #REF! |  | 57416.991 | 15
5138 | 1159.988 | 20267.378 | 1 | 1 | 586.267 | 1 | 1 | 1 |  | #REF! |  | 55286.7512 | 16
5139 | 1153.371 | 20208.747 | 1 | 1 | 376.101 | 1 | 1 | 1 |  | #REF! |  | 53962.1485 | 31
5140 | 1140.677 | 19795.761 | 1 | 1 | 217.779 | 1 | 1 | 1 |  | #REF! |  | 53263.5388 | 32
5141 | 1134.249 | 19574.334 | 1 | 1 | 217.921 | 1 | 1 | 1 |  | #REF! |  | 53276.1118 | 27
5142 | 1859.291 | 19389.945 | 1 | 1 | 695.084 | 1 | 1 | 1 |  | #REF! |  | 53916.87 | 34
5143 | 25533.743 | 21777.589 | 1 | 1 | 1861.071 | 1 | 1 | 1 |  | #REF! |  | 55314.9693 | 20
5144 | 16385.909 | 50494.552 | 1 | 1 | 3146.202 | 1 | 1 | 1 |  | #REF! |  | 57269.936 | 34
5145 | 15192.831 | 49881.518 | 1 | 1 | 5104.049 | 1 | 1 | 1 |  | #REF! |  | 60801.1186 | 20
5146 | 16420.14 | 52556.378 | 1 | 1 | 5047.124 | 1 | 1 | 1 |  | #REF! |  | 62973.0558 | 60
5147 | 17639.687 | 54868.034 | 1 | 1 | 4542.612 | 1 | 1 | 1 |  | #REF! |  | 65249.3231 | 58
5148 | 16516.272 | 53184.422 | 1 | 1 | 4877.687 | 1 | 1 | 1 |  | #REF! |  | 67190.1072 | 53
5149 | 24145.163 | 51283.574 | 1 | 1 | 4933.115 | 1 | 1 | 1 |  | #REF! |  | 66171.4995 | 52
5150 | 20252.376 | 53748.407 | 1 | 1 | 3926.048 | 1 | 1 | 1 |  | #REF! |  | 66430.1579 | 27
5151 | 17275.869 | 52516.821 | 1 | 1 | 3143.141 | 1 | 1 | 1 |  | #REF! |  | 69243.9943 | 31
5152 | 16816.583 | 51552.047 | 1 | 1 | 2472.626 | 1 | 1 | 1 |  | #REF! |  | 69156.845 | 29
5153 | 16901.636 | 51482.109 | 1 | 1 | 3143.216 | 1 | 1 | 1 |  | #REF! |  | 69518.4534 | 27
5154 | 17020.145 | 50220.184 | 1 | 1 | 4038.239 | 1 | 1 | 1 |  | #REF! |  | 69459.1639 | 25
5155 | 22549.791 | 49138.903 | 1 | 1 | 5605.27 | 1 | 1 | 1 |  | #REF! |  | 68869.9633 | 37
5156 | 23881.882 | 49659.102 | 1 | 1 | 4431.186 | 1 | 1 | 1 |  | #REF! |  | 67402.8734 | 24
5157 | 17055.679 | 24499.153 | 1 | 1 | 2474.212 | 1 | 1 | 1 |  | #REF! |  | 67059.5427 | 24
5158 | 2107.004 | 22208.071 | 1 | 1 | 2416.357 | 1 | 1 | 1 |  | #REF! |  | 64864.097 | 27
5159 | 1948.605 | 20587.572 | 1 | 1 | 1970.501 | 1 | 1 | 1 |  | #REF! |  | 62103.171 | 23
5160 | 1137.128 | 19673.842 | 1 | 1 | 1191.459 | 1 | 1 | 1 |  | #REF! |  | 59669.8584 | 17
5161 | 1116.074 | 18885.071 | 1 | 1 | 703.343 | 1 | 1 | 1 |  | #REF! |  | 57435.7412 | 16
5162 | 1095.44 | 18014.403 | 1 | 1 | 524.605 | 1 | 1 | 1 |  | #REF! |  | 55718.5909 | 16
5163 | 1087.263 | 17696.349 | 1 | 1 | 408.858 | 1 | 1 | 1 |  | #REF! |  | 54407.3903 | 28
5164 | 1076.285 | 17274.928 | 1 | 1 | 222.177 | 1 | 1 | 1 |  | #REF! |  | 54105.982 | 29
5165 | 1066.202 | 16905.178 | 1 | 1 | 222.455 | 1 | 1 | 1 |  | #REF! |  | 53884.9241 | 26
5166 | 1791.221 | 16744.34 | 1 | 1 | 409.2 | 1 | 1 | 1 |  | #REF! |  | 54154.4233 | 43
5167 | 19833.802 | 18347.397 | 1 | 1 | 1253.593 | 1 | 1 | 1 |  | #REF! |  | 55153.3409 | 30
5168 | 10766.633 | 19795.492 | 1 | 1 | 2547.5 | 1 | 1 | 1 |  | #REF! |  | 57117.6924 | 25
5169 | 11575.52 | 22601.343 | 1 | 1 | 4029.52 | 1 | 1 | 1 |  | #REF! |  | 60670.2022 | 42
5170 | 13342.014 | 25007.467 | 1 | 1 | 5326.489 | 1 | 1 | 1 |  | #REF! |  | 63959.6376 | 62
5171 | 13763.424 | 26162.804 | 1 | 1 | 5881.509 | 1 | 1 | 1 |  | #REF! |  | 67002.6568 | 60
5172 | 14613.441 | 26094.669 | 1 | 1 | 6189.281 | 1 | 1 | 1 |  | #REF! |  | 69021.9199 | 54
5173 | 22641.807 | 24083.614 | 1 | 1 | 5323.144 | 1 | 1 | 1 |  | #REF! |  | 68142.1313 | 53
5174 | 16890.56 | 24033.761 | 1 | 1 | 4581.246 | 1 | 1 | 1 |  | #REF! |  | 68676.9715 | 32
5175 | 16688.163 | 25628.678 | 1 | 1 | 3592.845 | 1 | 1 | 1 |  | #REF! |  | 70878.6407 | 30
5176 | 16737.688 | 25227.593 | 1 | 1 | 3160.673 | 1 | 1 | 1 |  | #REF! |  | 71265.8772 | 30
5177 | 16610.064 | 24677.72 | 1 | 1 | 1804.126 | 1 | 1 | 1 |  | #REF! |  | 71646.4646 | 31
5178 | 17413.698 | 23628.948 | 1 | 1 | 3408.027 | 1 | 1 | 1 |  | #REF! |  | 72248.5515 | 25
5179 | 22780.248 | 23210.077 | 1 | 1 | 4458.575 | 1 | 1 | 1 |  | #REF! |  | 70941.0169 | 25
5180 | 23489.485 | 24189.199 | 1 | 1 | 4830.155 | 1 | 1 | 1 |  | #REF! |  | 70026.0869 | 25
5181 | 15155.622 | 23415.803 | 1 | 1 | 2483.744 | 1 | 1 | 1 |  | #REF! |  | 69949.2238 | 26
5182 | 2061.063 | 21516.42 | 1 | 1 | 2296.651 | 1 | 1 | 1 |  | #REF! |  | 67757.8473 | 27
5183 | 1961.839 | 20440.861 | 1 | 1 | 2112.199 | 1 | 1 | 1 |  | #REF! |  | 64428.3148 | 37
5184 | 1149.894 | 19875.641 | 1 | 1 | 1190.1 | 1 | 1 | 1 |  | #REF! |  | 60638.21 | 19
5185 | 1140.289 | 19716.288 | 1 | 1 | 550.873 | 1 | 1 | 1 |  | #REF! |  | 58975.2333 | 17
5186 | 1129.033 | 19271.934 | 1 | 1 | 311.46 | 1 | 1 | 1 |  | #REF! |  | 56656.1768 | 16
5187 | 1123.49 | 19113.451 | 1 | 1 | 236.778 | 1 | 1 | 1 |  | #REF! |  | 55356.2469 | 31
5188 | 1122.022 | 19063.379 | 1 | 1 | 236.871 | 1 | 1 | 1 |  | #REF! |  | 54115.9937 | 41
5189 | 1114.428 | 18758.619 | 1 | 1 | 223.403 | 1 | 1 | 1 |  | #REF! |  | 53385.3022 | 24
5190 | 1842.974 | 18715.708 | 1 | 1 | 2493.862 | 1 | 1 | 1 |  | #REF! |  | 54256.4558 | 29
5191 | 23135.807 | 20695.262 | 1 | 1 | 6546.406 | 1 | 1 | 1 |  | #REF! |  | 54555.9998 | 19
5192 | 14006.94 | 184484.382 | 1 | 1 | 5303.965 | 1 | 1 | 1 |  | #REF! |  | 55384.6713 | 31
5193 | 13794.173 | 206151.735 | 1 | 1 | 4388.383 | 1 | 1 | 1 |  | #REF! |  | 57449.5678 | 38
5194 | 14771.178 | 236503.093 | 1 | 1 | 3342.807 | 1 | 1 | 1 |  | #REF! |  | 60540.012 | 52
5195 | 15786.253 | 262772.309 | 1 | 1 | 2950.593 | 1 | 1 | 1 |  | #REF! |  | 64519.5164 | 40
5196 | 16573.052 | 244765.44 | 1 | 1 | 2754.443 | 1 | 1 | 1 |  | #REF! |  | 66493.2869 | 51
5197 | 24420.234 | 195553.592 | 1 | 1 | 4124.838 | 1 | 1 | 1 |  | #REF! |  | 66737.0435 | 50
5198 | 18492.709 | 220466.579 | 1 | 1 | 3667.921 | 1 | 1 | 1 |  | #REF! |  | 66573.9474 | 32
5199 | 18296.329 | 271745.889 | 1 | 1 | 2101.858 | 1 | 1 | 1 |  | #REF! |  | 68138.5267 | 23
5200 | 18369.677 | 251632.841 | 1 | 1 | 1841.247 | 1 | 1 | 1 |  | #REF! |  | 67556.9864 | 22
5201 | 18153.699 | 234631.663 | 1 | 1 | 2101.797 | 1 | 1 | 1 |  | #REF! |  | 68001.7393 | 21
5202 | 16548.85 | 171603.535 | 1 | 1 | 3667.592 | 1 | 1 | 1 |  | #REF! |  | 67488.8212 | 24
5203 | 21511.23 | 49013.734 | 1 | 1 | 5169.896 | 1 | 1 | 1 |  | #REF! |  | 67166.7448 | 23
5204 | 24600.637 | 51582.193 | 1 | 1 | 5235.978 | 1 | 1 | 1 |  | #REF! |  | 67433.9099 | 23
5205 | 16484.833 | 24379.914 | 1 | 1 | 4060.7 | 1 | 1 | 1 |  | #REF! |  | 68058.6558 | 25
5206 | 1980.491 | 22020.778 | 1 | 1 | 2948.45 | 1 | 1 | 1 |  | #REF! |  | 66836.7512 | 24
5207 | 1902.875 | 20765.238 | 1 | 1 | 1645.868 | 1 | 1 | 1 |  | #REF! |  | 64222.2742 | 23
5208 | 1143.594 | 19986.897 | 1 | 1 | 1256.648 | 1 | 1 | 1 |  | #REF! |  | 61806.3353 | 38
5209 | 1128.836 | 19403.243 | 1 | 1 | 551.049 | 1 | 1 | 1 |  | #REF! |  | 59013.6823 | 28
5210 | 1114.474 | 18765.117 | 1 | 1 | 311.771 | 1 | 1 | 1 |  | #REF! |  | 56492.6801 | 41
5211 | 1105.201 | 18398.115 | 1 | 1 | 237.701 | 1 | 1 | 1 |  | #REF! |  | 55713.3743 | 44
5212 | 1097.141 | 18086.375 | 1 | 1 | 238.043 | 1 | 1 | 1 |  | #REF! |  | 54738.8838 | 43
5213 | 1088.364 | 17744.989 | 1 | 1 | 224.19 | 1 | 1 | 1 |  | #REF! |  | 54101.4793 | 43
5214 | 1816.522 | 17690.679 | 1 | 1 | 2494.87 | 1 | 1 | 1 |  | #REF! |  | 54233.6229 | 40
5215 | 20703.203 | 19433.023 | 1 | 1 | 6547.347 | 1 | 1 | 1 |  | #REF! |  | 54629.1664 | 43
5216 | 11000.993 | 147280.9 | 1 | 1 | 5304.408 | 1 | 1 | 1 |  | #REF! |  | 54843.9199 | 48
5217 | 11274.017 | 173318.513 | 1 | 1 | 4388.568 | 1 | 1 | 1 |  | #REF! |  | 56189.7988 | 34
5218 | 12763.61 | 207857.616 | 1 | 1 | 3342.666 | 1 | 1 | 1 |  | #REF! |  | 57845.5038 | 36
5219 | 13886.52 | 235319.738 | 1 | 1 | 2950.314 | 1 | 1 | 1 |  | #REF! |  | 60457.566 | 43
5220 | 14664.594 | 217596.162 | 1 | 1 | 2753.927 | 1 | 1 | 1 |  | #REF! |  | 62029.4736 | 35
5221 | 23137.512 | 172195.077 | 1 | 1 | 4123.694 | 1 | 1 | 1 |  | #REF! |  | 62063.4551 | 34
5222 | 17375.779 | 198375.058 | 1 | 1 | 3666.39 | 1 | 1 | 1 |  | #REF! |  | 62873.3167 | 23
5223 | 16096.507 | 242008.353 | 1 | 1 | 2101.077 | 1 | 1 | 1 |  | #REF! |  | 63867.037 | 21
5224 | 16118.914 | 223385.59 | 1 | 1 | 1840.636 | 1 | 1 | 1 |  | #REF! |  | 64325.3748 | 38
5225 | 15522.155 | 204309.495 | 1 | 1 | 2101.283 | 1 | 1 | 1 |  | #REF! |  | 64904.4653 | 20
5226 | 15508 | 153199.923 | 1 | 1 | 3666.951 | 1 | 1 | 1 |  | #REF! |  | 66019.1193 | 22
5227 | 20842.981 | 47449.637 | 1 | 1 | 5169.252 | 1 | 1 | 1 |  | #REF! |  | 66660.8372 | 35
5228 | 22220.774 | 48038.179 | 1 | 1 | 5235.437 | 1 | 1 | 1 |  | #REF! |  | 67259.2714 | 24
5229 | 13624.97 | 22543.018 | 1 | 1 | 4060.437 | 1 | 1 | 1 |  | #REF! |  | 68322.5952 | 28
5230 | 2047.635 | 20827.182 | 1 | 1 | 2948.046 | 1 | 1 | 1 |  | #REF! |  | 67165.2941 | 30
5231 | 1957.307 | 19884.01 | 1 | 1 | 1645.66 | 1 | 1 | 1 |  | #REF! |  | 64815.3727 | 37
5232 | 1177.229 | 20209.15 | 1 | 1 | 1256.355 | 1 | 1 | 1 |  | #REF! |  | 61794.4567 | 25
5233 | 1147.997 | 20001.442 | 1 | 1 | 550.774 | 1 | 1 | 1 |  | #REF! |  | 57877.7387 | 16
5234 | 1133.447 | 19488.512 | 1 | 1 | 311.394 | 1 | 1 | 1 |  | #REF! |  | 55532.5575 | 18
5235 | 1126.259 | 19219.377 | 1 | 1 | 236.588 | 1 | 1 | 1 |  | #REF! |  | 54026.7858 | 17
5236 | 1114.799 | 18765.859 | 1 | 1 | 237 | 1 | 1 | 1 |  | #REF! |  | 54647.6166 | 17
5237 | 1110.749 | 18592.451 | 1 | 1 | 223.335 | 1 | 1 | 1 |  | #REF! |  | 54013.3598 | 25
5238 | 1843.859 | 18758.077 | 1 | 1 | 2493.836 | 1 | 1 | 1 |  | #REF! |  | 54777.3563 | 31
5239 | 23522.079 | 20963.056 | 1 | 1 | 6546.275 | 1 | 1 | 1 |  | #REF! |  | 56529.1204 | 33
5240 | 14946.044 | 172015.008 | 1 | 1 | 5303.743 | 1 | 1 | 1 |  | #REF! |  | 61385.5199 | 54
5241 | 13185.365 | 183787.96 | 1 | 1 | 4388.568 | 1 | 1 | 1 |  | #REF! |  | 66260.5534 | 57
5242 | 14289.873 | 215283.651 | 1 | 1 | 3342.807 | 1 | 1 | 1 |  | #REF! |  | 71060.2513 | 61
5243 | 15332.015 | 241469.258 | 1 | 1 | 2950.251 | 1 | 1 | 1 |  | #REF! |  | 74854.2869 | 58
5244 | 16128.825 | 225333.919 | 1 | 1 | 2753.927 | 1 | 1 | 1 |  | #REF! |  | 77270.1931 | 57
5245 | 23881.332 | 175267.55 | 1 | 1 | 4123.866 | 1 | 1 | 1 |  | #REF! |  | 76377.0356 | 43
5246 | 19119.329 | 207090.639 | 1 | 1 | 3666.144 | 1 | 1 | 1 |  | #REF! |  | 76026.6307 | 30
5247 | 19031.967 | 259173.282 | 1 | 1 | 2100.659 | 1 | 1 | 1 |  | #REF! |  | 79158.0762 | 30
5248 | 19253.135 | 241450.695 | 1 | 1 | 1840.119 | 1 | 1 | 1 |  | #REF! |  | 78814.6422 | 26
5249 | 19063.683 | 225310.171 | 1 | 1 | 2100.554 | 1 | 1 | 1 |  | #REF! |  | 79375.8323 | 30
5250 | 19643.432 | 178029.762 | 1 | 1 | 3665.582 | 1 | 1 | 1 |  | #REF! |  | 78769.8346 | 23
5251 | 24960.871 | 51844.952 | 1 | 1 | 5167.304 | 1 | 1 | 1 |  | #REF! |  | 76345.8207 | 17
5252 | 25888.456 | 52038.852 | 1 | 1 | 5233.453 | 1 | 1 | 1 |  | #REF! |  | 74558.2069 | 21
5253 | 16954.092 | 24406.946 | 1 | 1 | 4059.026 | 1 | 1 | 1 |  | #REF! |  | 73988.4241 | 23
5254 | 2473.719 | 22514.207 | 1 | 1 | 2946.475 | 1 | 1 | 1 |  | #REF! |  | 71013.0358 | 24
5255 | 2283.511 | 21476.184 | 1 | 1 | 1644.695 | 1 | 1 | 1 |  | #REF! |  | 67655.175 | 22
5256 | 1376.181 | 21135.881 | 1 | 1 | 1255.639 | 1 | 1 | 1 |  | #REF! |  | 63802.9612 | 19
5257 | 1244.799 | 20551.004 | 1 | 1 | 550.391 | 1 | 1 | 1 |  | #REF! |  | 60422.4798 | 17
5258 | 1151.995 | 19656.281 | 1 | 1 | 311.077 | 1 | 1 | 1 |  | #REF! |  | 56817.2838 | 25
5259 | 1127.549 | 19206.57 | 1 | 1 | 236.078 | 1 | 1 | 1 |  | #REF! |  | 56644.1214 | 31
5260 | 1116.425 | 18795.588 | 1 | 1 | 236.481 | 1 | 1 | 1 |  | #REF! |  | 56282.0369 | 31
5261 | 1112.093 | 18656.581 | 1 | 1 | 223.326 | 1 | 1 | 1 |  | #REF! |  | 56251.2244 | 25
5262 | 1840.421 | 18605.068 | 1 | 1 | 2493.918 | 1 | 1 | 1 |  | #REF! |  | 56788.9692 | 42
5263 | 24172.587 | 21066.11 | 1 | 1 | 6546.406 | 1 | 1 | 1 |  | #REF! |  | 57396.4728 | 32
5264 | 15678.218 | 174824.183 | 1 | 1 | 5303.407 | 1 | 1 | 1 |  | #REF! |  | 60457.5876 | 36
5265 | 15565.947 | 194640.647 | 1 | 1 | 4387.541 | 1 | 1 | 1 |  | #REF! |  | 65221.7118 | 26
5266 | 17102.627 | 229789.117 | 1 | 1 | 3341.617 | 1 | 1 | 1 |  | #REF! |  | 71864.2526 | 45
5267 | 17688.847 | 253874.942 | 1 | 1 | 2949.238 | 1 | 1 | 1 |  | #REF! |  | 74132.0298 | 39
5268 | 18826.134 | 239612.92 | 1 | 1 | 2752.844 | 1 | 1 | 1 |  | #REF! |  | 76273.4254 | 56
5269 | 26527.422 | 189334.643 | 1 | 1 | 4122.261 | 1 | 1 | 1 |  | #REF! |  | 74611.8253 | 24
5270 | 21070.494 | 217664.94 | 1 | 1 | 3664.936 | 1 | 1 | 1 |  | #REF! |  | 74612.8763 | 33
5271 | 20186.63 | 264382.961 | 1 | 1 | 2100.14 | 1 | 1 | 1 |  | #REF! |  | 78072.1556 | 27
5272 | 20370.627 | 246150.415 | 1 | 1 | 1839.742 | 1 | 1 | 1 |  | #REF! |  | 77530.7756 | 27
5273 | 20635.673 | 232663.244 | 1 | 1 | 2100.193 | 1 | 1 | 1 |  | #REF! |  | 76748.7001 | 31
5274 | 20869.899 | 183201.916 | 1 | 1 | 3665.259 | 1 | 1 | 1 |  | #REF! |  | 76048.0858 | 23
5275 | 26449.713 | 53072.205 | 1 | 1 | 5167.076 | 1 | 1 | 1 |  | #REF! |  | 74616.1024 | 23
5276 | 27082.224 | 52942.988 | 1 | 1 | 5233.453 | 1 | 1 | 1 |  | #REF! |  | 73471.6197 | 27
5277 | 18635.689 | 25135.115 | 1 | 1 | 4059.118 | 1 | 1 | 1 |  | #REF! |  | 72727.5586 | 27
5278 | 2739.155 | 23362.029 | 1 | 1 | 2946.435 | 1 | 1 | 1 |  | #REF! |  | 69483.614 | 26
5279 | 2414.233 | 22252.658 | 1 | 1 | 1644.757 | 1 | 1 | 1 |  | #REF! |  | 66338.366 | 24
5280 | 1383.903 | 21391.503 | 1 | 1 | 1255.812 | 1 | 1 | 1 |  | #REF! |  | 63206.4802 | 20
5281 | 1266.35 | 20435.212 | 1 | 1 | 550.421 | 1 | 1 | 1 |  | #REF! |  | 60473.577 | 16
5282 | 1171.603 | 19766.882 | 1 | 1 | 311.079 | 1 | 1 | 1 |  | #REF! |  | 57696.2075 | 33
5283 | 1152.394 | 19680.151 | 1 | 1 | 235.737 | 1 | 1 | 1 |  | #REF! |  | 57068.6076 | 31
5284 | 1128.78 | 19209.837 | 1 | 1 | 236.144 | 1 | 1 | 1 |  | #REF! |  | 56645.8816 | 26
5285 | 1118.843 | 18891.102 | 1 | 1 | 223.033 | 1 | 1 | 1 |  | #REF! |  | 56384.5814 | 28
5286 | 1841.135 | 18618.13 | 1 | 1 | 2493.801 | 1 | 1 | 1 |  | #REF! |  | 56839.0705 | 31
5287 | 24179.137 | 20853.357 | 1 | 1 | 6546.539 | 1 | 1 | 1 |  | #REF! |  | 58328.6527 | 32
5288 | 14782.824 | 165076.172 | 1 | 1 | 5303.521 | 1 | 1 | 1 |  | #REF! |  | 60826.3983 | 36
5289 | 15056.026 | 189473.815 | 1 | 1 | 4387.721 | 1 | 1 | 1 |  | #REF! |  | 66252.9902 | 23
5290 | 16413.004 | 223693.321 | 1 | 1 | 3341.917 | 1 | 1 | 1 |  | #REF! |  | 70939.5837 | 53
5291 | 17811.434 | 253739.417 | 1 | 1 | 2949.572 | 1 | 1 | 1 |  | #REF! |  | 73111.7566 | 39
5292 | 18642.511 | 237611.4 | 1 | 1 | 2753.228 | 1 | 1 | 1 |  | #REF! |  | 74678.3011 | 52
5293 | 26888.495 | 191072.5 | 1 | 1 | 4122.706 | 1 | 1 | 1 |  | #REF! |  | 73045.6776 | 36
5294 | 21779.881 | 222213.711 | 1 | 1 | 3665.339 | 1 | 1 | 1 |  | #REF! |  | 72604.424 | 30
5295 | 21023.51 | 270253.696 | 1 | 1 | 2100.401 | 1 | 1 | 1 |  | #REF! |  | 75506.8231 | 28
5296 | 20742.262 | 248651.318 | 1 | 1 | 1839.974 | 1 | 1 | 1 |  | #REF! |  | 75290.0016 | 30
5297 | 20354.018 | 230403.277 | 1 | 1 | 2100.444 | 1 | 1 | 1 |  | #REF! |  | 75274.9457 | 28
5298 | 21401.384 | 187161.088 | 1 | 1 | 3665.582 | 1 | 1 | 1 |  | #REF! |  | 74644.5049 | 23
5299 | 26603.191 | 53341.295 | 1 | 1 | 5167.514 | 1 | 1 | 1 |  | #REF! |  | 72316.1682 | 23
5300 | 27314.425 | 53270.409 | 1 | 1 | 5233.783 | 1 | 1 | 1 |  | #REF! |  | 70554.3397 | 28
5301 | 18442.446 | 25051.18 | 1 | 1 | 4059.208 | 1 | 1 | 1 |  | #REF! |  | 70297.9476 | 27
5302 | 2680.661 | 23378.134 | 1 | 1 | 2946.468 | 1 | 1 | 1 |  | #REF! |  | 68163.3741 | 28
5303 | 2416.214 | 22321.853 | 1 | 1 | 1644.651 | 1 | 1 | 1 |  | #REF! |  | 65383.9135 | 33
5304 | 1427.289 | 21556.875 | 1 | 1 | 1255.617 | 1 | 1 | 1 |  | #REF! |  | 61789.4683 | 26
5305 | 1319.576 | 21229.582 | 1 | 1 | 532.191 | 1 | 1 | 1 |  | #REF! |  | 59318.0985 | 22
5306 | 1226.379 | 20596.478 | 1 | 1 | 586.071 | 1 | 1 | 1 |  | #REF! |  | 56405.2036 | 33
5307 | 1184.323 | 20337.621 | 1 | 1 | 375.883 | 1 | 1 | 1 |  | #REF! |  | 56504.2392 | 47
5308 | 1163.294 | 20069.335 | 1 | 1 | 217.234 | 1 | 1 | 1 |  | #REF! |  | 56190.308 | 31
5309 | 1151.255 | 19925.107 | 1 | 1 | 217.343 | 1 | 1 | 1 |  | #REF! |  | 55614.6011 | 32
5310 | 1893.188 | 20065.983 | 1 | 1 | 694.787 | 1 | 1 | 1 |  | #REF! |  | 56061.8282 | 51
5311 | 27214.283 | 22497.843 | 1 | 1 | 1860.88 | 1 | 1 | 1 |  | #REF! |  | 58172.4361 | 35
5312 | 17863.328 | 52140.835 | 1 | 1 | 3145.776 | 1 | 1 | 1 |  | #REF! |  | 60783.2495 | 39
5313 | 18192.582 | 52960.575 | 1 | 1 | 5103.201 | 1 | 1 | 1 |  | #REF! |  | 64991.6415 | 44
5314 | 19641.387 | 55812.392 | 1 | 1 | 5045.846 | 1 | 1 | 1 |  | #REF! |  | 70538.0306 | 61
5315 | 20350.934 | 57476.789 | 1 | 1 | 4541.059 | 1 | 1 | 1 |  | #REF! |  | 72164.8005 | 39
5316 | 21392.965 | 58363.563 | 1 | 1 | 4875.626 | 1 | 1 | 1 |  | #REF! |  | 73567.262 | 43
5317 | 29289.121 | 56765.479 | 1 | 1 | 4930.617 | 1 | 1 | 1 |  | #REF! |  | 72229.6129 | 27
5318 | 23852.84 | 57259.334 | 1 | 1 | 3923.734 | 1 | 1 | 1 |  | #REF! |  | 71357.3684 | 36
5319 | 22842.652 | 58299.818 | 1 | 1 | 3141.085 | 1 | 1 | 1 |  | #REF! |  | 74645.5471 | 34
5320 | 22088.336 | 56902.016 | 1 | 1 | 2470.865 | 1 | 1 | 1 |  | #REF! |  | 73860.9768 | 32
5321 | 21628.836 | 56209.951 | 1 | 1 | 3141.153 | 1 | 1 | 1 |  | #REF! |  | 73902.0402 | 32
5322 | 22258.415 | 55457.01 | 1 | 1 | 4035.79 | 1 | 1 | 1 |  | #REF! |  | 73569.2394 | 26
5323 | 28065.265 | 54878.727 | 1 | 1 | 5602.239 | 1 | 1 | 1 |  | #REF! |  | 72652.9103 | 25
5324 | 28212.543 | 54090.66 | 1 | 1 | 4428.722 | 1 | 1 | 1 |  | #REF! |  | 70643.1887 | 23
5325 | 18775.795 | 25062.748 | 1 | 1 | 2472.803 | 1 | 1 | 1 |  | #REF! |  | 70085.0217 | 29
5326 | 3151.446 | 23219.121 | 1 | 1 | 2413.871 | 1 | 1 | 1 |  | #REF! |  | 67559.3945 | 32
5327 | 2866.972 | 22511.529 | 1 | 1 | 1968.189 | 1 | 1 | 1 |  | #REF! |  | 64416.3186 | 23
5328 | 1830.203 | 22048.919 | 1 | 1 | 1189.752 | 1 | 1 | 1 |  | #REF! |  | 61457.2453 | 21
5329 | 1666.714 | 21837.634 | 1 | 1 | 701.882 | 1 | 1 | 1 |  | #REF! |  | 59144.4232 | 29
5330 | 1450.266 | 21421.326 | 1 | 1 | 523.125 | 1 | 1 | 1 |  | #REF! |  | 57658.4723 | 26
5331 | 1369.651 | 21011.543 | 1 | 1 | 407.286 | 1 | 1 | 1 |  | #REF! |  | 56662.4289 | 23
5332 | 1277.338 | 20528.567 | 1 | 1 | 219.335 | 1 | 1 | 1 |  | #REF! |  | 56735.4548 | 27
5333 | 1234.783 | 20382.717 | 1 | 1 | 219.435 | 1 | 1 | 1 |  | #REF! |  | 57067.5457 | 29
5334 | 1949.461 | 20251.079 | 1 | 1 | 407.481 | 1 | 1 | 1 |  | #REF! |  | 57307.8697 | 42
5335 | 27752.758 | 22871.225 | 1 | 1 | 1252.462 | 1 | 1 | 1 |  | #REF! |  | 58599.689 | 31
5336 | 18411.631 | 23816.463 | 1 | 1 | 2545.574 | 1 | 1 | 1 |  | #REF! |  | 61503.5142 | 42
5337 | 18386.026 | 25650.887 | 1 | 1 | 4026.72 | 1 | 1 | 1 |  | #REF! |  | 63553.5143 | 56
5338 | 19417.934 | 27512.6 | 1 | 1 | 5322.702 | 1 | 1 | 1 |  | #REF! |  | 69535.5817 | 62
5339 | 19974.006 | 28838.664 | 1 | 1 | 5877.253 | 1 | 1 | 1 |  | #REF! |  | 72071.2814 | 59
5340 | 20844.77 | 28845.725 | 1 | 1 | 6184.688 | 1 | 1 | 1 |  | #REF! |  | 73822.5931 | 54
5341 | 28685.84 | 26795.93 | 1 | 1 | 5319.142 | 1 | 1 | 1 |  | #REF! |  | 72055.9006 | 59
5342 | 22903.25 | 26719.004 | 1 | 1 | 4577.632 | 1 | 1 | 1 |  | #REF! |  | 71821.4351 | 60
5343 | 21900.767 | 27856.724 | 1 | 1 | 3589.912 | 1 | 1 | 1 |  | #REF! |  | 75197.3056 | 63
5344 | 21697.214 | 27332.825 | 1 | 1 | 3158.027 | 1 | 1 | 1 |  | #REF! |  | 74699.1461 | 54
5345 | 21427.48 | 26730.592 | 1 | 1 | 1802.448 | 1 | 1 | 1 |  | #REF! |  | 74975.2539 | 40
5346 | 21862.333 | 25540.685 | 1 | 1 | 3405.365 | 1 | 1 | 1 |  | #REF! |  | 73857.0836 | 25
5347 | 27179.099 | 25090.317 | 1 | 1 | 4455.244 | 1 | 1 | 1 |  | #REF! |  | 71348.978 | 24
5348 | 28216.646 | 26279.327 | 1 | 1 | 4826.674 | 1 | 1 | 1 |  | #REF! |  | 70056.5775 | 24
5349 | 19342.92 | 25204.975 | 1 | 1 | 2481.923 | 1 | 1 | 1 |  | #REF! |  | 69038.1844 | 26
5350 | 3386.862 | 22815.394 | 1 | 1 | 2293.843 | 1 | 1 | 1 |  | #REF! |  | 67036.7577 | 26
5351 | 2973.676 | 22067.546 | 1 | 1 | 2109.796 | 1 | 1 | 1 |  | #REF! |  | 63826.6162 | 23
5352 | 1887.829 | 21571.324 | 1 | 1 | 1188.578 | 1 | 1 | 1 |  | #REF! |  | 60692.9837 | 18
5353 | 1577.958 | 20897.081 | 1 | 1 | 549.85 | 1 | 1 | 1 |  | #REF! |  | 58388.24 | 16
5354 | 1337.562 | 20180.819 | 1 | 1 | 310.449 | 1 | 1 | 1 |  | #REF! |  | 56383.4838 | 19
5355 | 1255.277 | 19797.468 | 1 | 1 | 234.162 | 1 | 1 | 1 |  | #REF! |  | 55311.1269 | 16
5356 | 1175.786 | 19395.164 | 1 | 1 | 234.602 | 1 | 1 | 1 |  | #REF! |  | 55237.8928 | 29
5357 | 1149.786 | 19241.088 | 1 | 1 | 222.177 | 1 | 1 | 1 |  | #REF! |  | 54832.7469 | 24
5358 | 1873.045 | 19113.968 | 1 | 1 | 2492.854 | 1 | 1 | 1 |  | #REF! |  | 55308.6754 | 27
5359 | 24734.623 | 21239.798 | 1 | 1 | 6545.735 | 1 | 1 | 1 |  | #REF! |  | 55908.6837 | 28
5360 | 16459.953 | 211341.134 | 1 | 1 | 5302.964 | 1 | 1 | 1 |  | #REF! |  | 56881.2797 | 31
5361 | 16491.96 | 237536.881 | 1 | 1 | 4387.158 | 1 | 1 | 1 |  | #REF! |  | 57589.816 | 35
5362 | 18452.864 | 273324.469 | 1 | 1 | 3341.386 | 1 | 1 | 1 |  | #REF! |  | 58802.6162 | 51
5363 | 18934.83 | 294402.406 | 1 | 1 | 2949.107 | 1 | 1 | 1 |  | #REF! |  | 61459.4446 | 38
5364 | 19789.125 | 276381.35 | 1 | 1 | 2752.777 | 1 | 1 | 1 |  | #REF! |  | 63388.5973 | 51
5365 | 27540.856 | 224455.004 | 1 | 1 | 4122.177 | 1 | 1 | 1 |  | #REF! |  | 62867.0906 | 49
5366 | 22195.255 | 251847.739 | 1 | 1 | 3665.019 | 1 | 1 | 1 |  | #REF! |  | 62701.4891 | 48
5367 | 20611.39 | 291788.663 | 1 | 1 | 2100.14 | 1 | 1 | 1 |  | #REF! |  | 64646.2476 | 46
5368 | 21122.789 | 274459.876 | 1 | 1 | 1839.742 | 1 | 1 | 1 |  | #REF! |  | 64219.6907 | 49
5369 | 20449.412 | 253576.197 | 1 | 1 | 2100.245 | 1 | 1 | 1 |  | #REF! |  | 63775.7196 | 48
5370 | 20817.962 | 204936.003 | 1 | 1 | 3665.419 | 1 | 1 | 1 |  | #REF! |  | 62441.0859 | 51
5371 | 25667.005 | 53168.829 | 1 | 1 | 5167.304 | 1 | 1 | 1 |  | #REF! |  | 61254.8758 | 49
5372 | 26960.32 | 53682.702 | 1 | 1 | 5233.567 | 1 | 1 | 1 |  | #REF! |  | 61122.7088 | 41
5373 | 18098.545 | 24554.748 | 1 | 1 | 4059.118 | 1 | 1 | 1 |  | #REF! |  | 61824.4463 | 42
5374 | 2839.156 | 22871.083 | 1 | 1 | 2946.133 | 1 | 1 | 1 |  | #REF! |  | 60739.3667 | 24
5375 | 2494 | 21883.997 | 1 | 1 | 1644.569 | 1 | 1 | 1 |  | #REF! |  | 58885.1525 | 22
5376 | 1474.522 | 21155.61 | 1 | 1 | 1255.589 | 1 | 1 | 1 |  | #REF! |  | 56379.4905 | 30
5377 | 1327.883 | 20511.286 | 1 | 1 | 550.239 | 1 | 1 | 1 |  | #REF! |  | 55024.848 | 43
5378 | 1215.667 | 19913.942 | 1 | 1 | 310.817 | 1 | 1 | 1 |  | #REF! |  | 53649.3167 | 45
5379 | 1173.458 | 19630.915 | 1 | 1 | 234.994 | 1 | 1 | 1 |  | #REF! |  | 53126.037 | 43
5380 | 1143.842 | 19370.954 | 1 | 1 | 235.335 | 1 | 1 | 1 |  | #REF! |  | 52700.096 | 44
5381 | 1129.443 | 19243.34 | 1 | 1 | 222.548 | 1 | 1 | 1 |  | #REF! |  | 52412.2657 | 43
5382 | 1857.494 | 19157.516 | 1 | 1 | 2493.246 | 1 | 1 | 1 |  | #REF! |  | 52511.0533 | 44
5383 | 25382.839 | 21292.718 | 1 | 1 | 6546.275 | 1 | 1 | 1 |  | #REF! |  | 52210.232 | 44
5384 | 15628.174 | 189080.116 | 1 | 1 | 5303.635 | 1 | 1 | 1 |  | #REF! |  | 52248.9049 | 30
5385 | 15292.767 | 208732.657 | 1 | 1 | 4388.005 | 1 | 1 | 1 |  | #REF! |  | 53225.3587 | 34
5386 | 16129.398 | 238475.144 | 1 | 1 | 3342.37 | 1 | 1 | 1 |  | #REF! |  | 53369.5874 | 34
5387 | 16807.832 | 262564.728 | 1 | 1 | 2950.177 | 1 | 1 | 1 |  | #REF! |  | 53814.3417 | 48
5388 | 17234.915 | 242579.354 | 1 | 1 | 2754.001 | 1 | 1 | 1 |  | #REF! |  | 55181.9678 | 45
5389 | 25206.419 | 193879.978 | 1 | 1 | 4124.048 | 1 | 1 | 1 |  | #REF! |  | 55215.1899 | 49
5390 | 18894.329 | 215331.454 | 1 | 1 | 3666.79 | 1 | 1 | 1 |  | #REF! |  | 55816.0217 | 45
5391 | 17643.904 | 259472.286 | 1 | 1 | 2101.389 | 1 | 1 | 1 |  | #REF! |  | 56584.3129 | 49
5392 | 17518.252 | 239131.528 | 1 | 1 | 1840.916 | 1 | 1 | 1 |  | #REF! |  | 56190.8195 | 50
5393 | 17358.931 | 222408.276 | 1 | 1 | 2101.441 | 1 | 1 | 1 |  | #REF! |  | 56191.0138 | 49
5394 | 17680.967 | 173951.375 | 1 | 1 | 3667.271 | 1 | 1 | 1 |  | #REF! |  | 56146.585 | 52
5395 | 25180.475 | 52638.286 | 1 | 1 | 5169.356 | 1 | 1 | 1 |  | #REF! |  | 56288.1441 | 52
5396 | 26596.986 | 53249.985 | 1 | 1 | 5235.326 | 1 | 1 | 1 |  | #REF! |  | 57033.447 | 55
5397 | 17341.617 | 24498.462 | 1 | 1 | 4060.519 | 1 | 1 | 1 |  | #REF! |  | 57795.9956 | 53
5398 | 2136.329 | 22361.972 | 1 | 1 | 2948.005 | 1 | 1 | 1 |  | #REF! |  | 56643.7545 | 54
5399 | 1985.097 | 20999.605 | 1 | 1 | 1645.718 | 1 | 1 | 1 |  | #REF! |  | 56313.6671 | 53
5400 | 1148.223 | 20055.949 | 1 | 1 | 1256.578 | 1 | 1 | 1 |  | #REF! |  | 54958.9528 | 51
5401 | 1129.324 | 19422.478 | 1 | 1 | 551.011 | 1 | 1 | 1 |  | #REF! |  | 52181.6543 | 51
5402 | 1109.772 | 18569.274 | 1 | 1 | 311.734 | 1 | 1 | 1 |  | #REF! |  | 51216.3731 | 47
5403 | 1101.939 | 18271.164 | 1 | 1 | 237.442 | 1 | 1 | 1 |  | #REF! |  | 51182.1315 | 47
5404 | 1093.805 | 17959.783 | 1 | 1 | 237.805 | 1 | 1 | 1 |  | #REF! |  | 50585.4374 | 47
5405 | 1087.448 | 17712.584 | 1 | 1 | 224.012 | 1 | 1 | 1 |  | #REF! |  | 50743.6066 | 44
5406 | 1812.982 | 17553.908 | 1 | 1 | 2494.941 | 1 | 1 | 1 |  | #REF! |  | 51545.6622 | 45
5407 | 22161.46 | 19244.579 | 1 | 1 | 6548.144 | 1 | 1 | 1 |  | #REF! |  | 53138.4834 | 48
5408 | 13210.935 | 165665.562 | 1 | 1 | 5305.191 | 1 | 1 | 1 |  | #REF! |  | 56903.9357 | 36
5409 | 11256.579 | 177697.832 | 1 | 1 | 4389.794 | 1 | 1 | 1 |  | #REF! |  | 60561.2278 | 54
5410 | 11384.395 | 202362.025 | 1 | 1 | 3344.232 | 1 | 1 | 1 |  | #REF! |  | 63931.783 | 54
5411 | 11355.235 | 221269.669 | 1 | 1 | 2952.21 | 1 | 1 | 1 |  | #REF! |  | 66376.398 | 50
5412 | 12212.541 | 205749.863 | 1 | 1 | 2756.296 | 1 | 1 | 1 |  | #REF! |  | 67463.2147 | 53
5413 | 21064.243 | 161198.966 | 1 | 1 | 4127.072 | 1 | 1 | 1 |  | #REF! |  | 65781.6071 | 57
5414 | 15881.214 | 191714.31 | 1 | 1 | 3669.13 | 1 | 1 | 1 |  | #REF! |  | 65131.2728 | 49
5415 | 13775.247 | 229512.296 | 1 | 1 | 2102.738 | 1 | 1 | 1 |  | #REF! |  | 67811.295 | 47
5416 | 13488.781 | 207950.695 | 1 | 1 | 1842.003 | 1 | 1 | 1 |  | #REF! |  | 67812.5904 | 48
5417 | 13402.678 | 192405.765 | 1 | 1 | 2102.629 | 1 | 1 | 1 |  | #REF! |  | 67876.6211 | 49
5418 | 14364.432 | 148138.531 | 1 | 1 | 3668.724 | 1 | 1 | 1 |  | #REF! |  | 67148.4231 | 49
5419 | 20100.604 | 46879.447 | 1 | 1 | 5171.311 | 1 | 1 | 1 |  | #REF! |  | 65790.7184 | 37
5420 | 21038.758 | 46914.17 | 1 | 1 | 5237.3 | 1 | 1 | 1 |  | #REF! |  | 64348.9594 | 36
5421 | 12079.638 | 21671.599 | 1 | 1 | 4061.836 | 1 | 1 | 1 |  | #REF! |  | 63925.2221 | 40
5422 | 1854.034 | 19749.225 | 1 | 1 | 2949.887 | 1 | 1 | 1 |  | #REF! |  | 61114.5212 | 24
5423 | 1840.673 | 18657.601 | 1 | 1 | 1646.805 | 1 | 1 | 1 |  | #REF! |  | 58968.8854 | 41
5424 | 1104.894 | 18459.557 | 1 | 1 | 1257.393 | 1 | 1 | 1 |  | #REF! |  | 57280.9927 | 49
5425 | 1097.016 | 18144.44 | 1 | 1 | 551.542 | 1 | 1 | 1 |  | #REF! |  | 56427.3771 | 31
5426 | 1087.87 | 17726.947 | 1 | 1 | 312.316 | 1 | 1 | 1 |  | #REF! |  | 54281.6573 | 36
5427 | 1081.898 | 17489.937 | 1 | 1 | 238.986 | 1 | 1 | 1 |  | #REF! |  | 54768.1176 | 36
5428 | 1076.28 | 17274.828 | 1 | 1 | 239.247 | 1 | 1 | 1 |  | #REF! |  | 54471.0703 | 30
5429 | 1070.03 | 17029.898 | 1 | 1 | 224.821 | 1 | 1 | 1 |  | #REF! |  | 54397.7586 | 43
5430 | 1798.757 | 16995.522 | 1 | 1 | 2495.588 | 1 | 1 | 1 |  | #REF! |  | 54789.5314 | 44
5431 | 18014.148 | 18208.38 | 1 | 1 | 6548.547 | 1 | 1 | 1 |  | #REF! |  | 55181.3042 | 50
5432 | 8902.532 | 130337.824 | 1 | 1 | 5305.629 | 1 | 1 | 1 |  | #REF! |  | 56471.682 | 49
5433 | 8674.327 | 161243.94 | 1 | 1 | 4390.073 | 1 | 1 | 1 |  | #REF! |  | 57512.4791 | 53
5434 | 12030.746 | 198768.905 | 1 | 1 | 3343.703 | 1 | 1 | 1 |  | #REF! |  | 58713.9985 | 51
5435 | 12618.261 | 225455.544 | 1 | 1 | 2951.529 | 1 | 1 | 1 |  | #REF! |  | 60812.4108 | 52
5436 | 11878.47 | 197615.117 | 1 | 1 | 2755.334 | 1 | 1 | 1 |  | #REF! |  | 62087.8227 | 49
5437 | 19756.878 | 147937.956 | 1 | 1 | 4125.826 | 1 | 1 | 1 |  | #REF! |  | 61760.0618 | 53
5438 | 14710.022 | 178886.572 | 1 | 1 | 3668.167 | 1 | 1 | 1 |  | #REF! |  | 61029.0137 | 51
5439 | 13749.923 | 226153.759 | 1 | 1 | 2102.163 | 1 | 1 | 1 |  | #REF! |  | 62906.1619 | 47
5440 | 14120.085 | 209004.527 | 1 | 1 | 1841.533 | 1 | 1 | 1 |  | #REF! |  | 62588.0765 | 33
5441 | 14488.348 | 196394.345 | 1 | 1 | 2102.059 | 1 | 1 | 1 |  | #REF! |  | 62223.6143 | 21
5442 | 15734.983 | 153103.108 | 1 | 1 | 3667.76 | 1 | 1 | 1 |  | #REF! |  | 61557.0877 | 22
5443 | 20940.56 | 47865.186 | 1 | 1 | 5170.225 | 1 | 1 | 1 |  | #REF! |  | 60759.8641 | 35
5444 | 22391.929 | 48565.672 | 1 | 1 | 5236.203 | 1 | 1 | 1 |  | #REF! |  | 61080.9759 | 38
5445 | 13812.062 | 22893.607 | 1 | 1 | 4061.14 | 1 | 1 | 1 |  | #REF! |  | 61569.6237 | 28
5446 | 1878.451 | 20764.955 | 1 | 1 | 2949.323 | 1 | 1 | 1 |  | #REF! |  | 60132.938 | 42
5447 | 1861.616 | 19499.457 | 1 | 1 | 1646.509 | 1 | 1 | 1 |  | #REF! |  | 58843.3765 | 35
5448 | 1116.519 | 18918.075 | 1 | 1 | 1257.213 | 1 | 1 | 1 |  | #REF! |  | 57621.9185 | 20
5449 | 1102.391 | 18370.595 | 1 | 1 | 551.542 | 1 | 1 | 1 |  | #REF! |  | 54895.649 | 28
5450 | 1088.65 | 17775.531 | 1 | 1 | 312.417 | 1 | 1 | 1 |  | #REF! |  | 54486.4944 | 28
5451 | 1078.225 | 17369.07 | 1 | 1 | 239.479 | 1 | 1 | 1 |  | #REF! |  | 54160.1083 | 17
5452 | 1068.057 | 16978.632 | 1 | 1 | 239.908 | 1 | 1 | 1 |  | #REF! |  | 54180.0353 | 28
5453 | 1061.123 | 16742.634 | 1 | 1 | 225.239 | 1 | 1 | 1 |  | #REF! |  | 54508.7692 | 27
5454 | 1786.344 | 16589.284 | 1 | 1 | 2496.188 | 1 | 1 | 1 |  | #REF! |  | 54782.0392 | 30
5455 | 17480.66 | 18002.713 | 1 | 1 | 6548.957 | 1 | 1 | 1 |  | #REF! |  | 56168.8324 | 35
5456 | 10114.581 | 134980.593 | 1 | 1 | 5305.514 | 1 | 1 | 1 |  | #REF! |  | 59344.7316 | 42
5457 | 11493.907 | 172849.816 | 1 | 1 | 4389.322 | 1 | 1 | 1 |  | #REF! |  | 61912.9147 | 57
5458 | 13723.47 | 205632.29 | 1 | 1 | 3343.185 | 1 | 1 | 1 |  | #REF! |  | 65662.6747 | 37
5459 | 13958.256 | 229235.405 | 1 | 1 | 2950.723 | 1 | 1 | 1 |  | #REF! |  | 67876.8564 | 25
5460 | 14725.211 | 212294.569 | 1 | 1 | 2754.319 | 1 | 1 | 1 |  | #REF! |  | 69064.3883 | 57
5461 | 23037 | 166398.692 | 1 | 1 | 4124.31 | 1 | 1 | 1 |  | #REF! |  | 67599.3624 | 51
5462 | 18077.995 | 198634.985 | 1 | 1 | 3666.951 | 1 | 1 | 1 |  | #REF! |  | 66703.303 | 34
5463 | 16977.095 | 244007.511 | 1 | 1 | 2101.389 | 1 | 1 | 1 |  | #REF! |  | 70553.2698 | 25
5464 | 16916.845 | 224305.581 | 1 | 1 | 1840.871 | 1 | 1 | 1 |  | #REF! |  | 70300.9086 | 29
5465 | 16442.711 | 205789.952 | 1 | 1 | 2101.482 | 1 | 1 | 1 |  | #REF! |  | 70677.6284 | 29
5466 | 16766.151 | 156869.13 | 1 | 1 | 3667.187 | 1 | 1 | 1 |  | #REF! |  | 69837.2316 | 37
5467 | 21461.746 | 48112.586 | 1 | 1 | 5169.683 | 1 | 1 | 1 |  | #REF! |  | 68240.0323 | 23
5468 | 23153.801 | 49174.55 | 1 | 1 | 5235.867 | 1 | 1 | 1 |  | #REF! |  | 67248.3605 | 26
5469 | 14537.17 | 23272.162 | 1 | 1 | 4061.05 | 1 | 1 | 1 |  | #REF! |  | 66098.1372 | 28
5470 | 1907.531 | 21045.897 | 1 | 1 | 2949.222 | 1 | 1 | 1 |  | #REF! |  | 63947.8732 | 29
5471 | 1864.779 | 19582.763 | 1 | 1 | 1646.575 | 1 | 1 | 1 |  | #REF! |  | 60933.0729 | 37
5472 | 1111.672 | 18742.901 | 1 | 1 | 1257.376 | 1 | 1 | 1 |  | #REF! |  | 59563.2648 | 19
5473 | 1097.316 | 18179.62 | 1 | 1 | 533.592 | 1 | 1 | 1 |  | #REF! |  | 58170.8355 | 28
5474 | 1078.193 | 17361.641 | 1 | 1 | 587.585 | 1 | 1 | 1 |  | #REF! |  | 55445.0486 | 23
5475 | 1067.446 | 16960.205 | 1 | 1 | 377.56 | 1 | 1 | 1 |  | #REF! |  | 56177.0052 | 22
5476 | 1057.718 | 16608.643 | 1 | 1 | 220.475 | 1 | 1 | 1 |  | #REF! |  | 55993.9333 | 27
5477 | 1047.719 | 16262.032 | 1 | 1 | 220.758 | 1 | 1 | 1 |  | #REF! |  | 55470.4357 | 18
5478 | 1775.606 | 16203.433 | 1 | 1 | 696.579 | 1 | 1 | 1 |  | #REF! |  | 56647.8439 | 27
5479 | 16005.483 | 17129.858 | 1 | 1 | 1862.488 | 1 | 1 | 1 |  | #REF! |  | 57409.4747 | 20
5480 | 8369.801 | 42393.594 | 1 | 1 | 3148.265 | 1 | 1 | 1 |  | #REF! |  | 60149.2749 | 32
5481 | 9593.744 | 44413.586 | 1 | 1 | 5106.84 | 1 | 1 | 1 |  | #REF! |  | 63310.1708 | 38
5482 | 11654.243 | 47731.503 | 1 | 1 | 5049.886 | 1 | 1 | 1 |  | #REF! |  | 66688.5833 | 39
5483 | 13348.353 | 50370.108 | 1 | 1 | 4545.031 | 1 | 1 | 1 |  | #REF! |  | 69077.8242 | 52
5484 | 13158.295 | 50138.94 | 1 | 1 | 4880.368 | 1 | 1 | 1 |  | #REF! |  | 70355.8135 | 52
5485 | 21371.279 | 48763.648 | 1 | 1 | 4935.717 | 1 | 1 | 1 |  | #REF! |  | 68297.0928 | 36
5486 | 15876.383 | 49098.03 | 1 | 1 | 3927.926 | 1 | 1 | 1 |  | #REF! |  | 67749.0333 | 41
5487 | 15420.788 | 50624.036 | 1 | 1 | 3144.497 | 1 | 1 | 1 |  | #REF! |  | 71489.1248 | 27
5488 | 15536.485 | 50382.987 | 1 | 1 | 2473.626 | 1 | 1 | 1 |  | #REF! |  | 71590.3737 | 30
5489 | 14997.98 | 49633.3 | 1 | 1 | 3144.497 | 1 | 1 | 1 |  | #REF! |  | 71753.1777 | 41
5490 | 15282.686 | 48359.307 | 1 | 1 | 4039.73 | 1 | 1 | 1 |  | #REF! |  | 71754.7932 | 37
5491 | 20427.367 | 47009.604 | 1 | 1 | 5607.251 | 1 | 1 | 1 |  | #REF! |  | 70155.7172 | 25
5492 | 21449.846 | 47210.789 | 1 | 1 | 4432.706 | 1 | 1 | 1 |  | #REF! |  | 68786.1024 | 26
5493 | 12410.563 | 22011.938 | 1 | 1 | 2475.332 | 1 | 1 | 1 |  | #REF! |  | 68355.2328 | 28
5494 | 1853.187 | 19738.749 | 1 | 1 | 2418.373 | 1 | 1 | 1 |  | #REF! |  | 65340.1193 | 29
5495 | 1831.139 | 18301.447 | 1 | 1 | 1972.267 | 1 | 1 | 1 |  | #REF! |  | 62127.3682 | 24
5496 | 1081.045 | 17508.733 | 1 | 1 | 1192.752 | 1 | 1 | 1 |  | #REF! |  | 59961.9662 | 20
5497 | 1062.727 | 16811.171 | 1 | 1 | 704.418 | 1 | 1 | 1 |  | #REF! |  | 58352.6449 | 17
5498 | 1043.092 | 16040.725 | 1 | 1 | 525.619 | 1 | 1 | 1 |  | #REF! |  | 56076.884 | 34
5499 | 1033.1 | 15711.939 | 1 | 1 | 409.942 | 1 | 1 | 1 |  | #REF! |  | 55230.7257 | 42
5500 | 1032.624 | 15397.726 | 1 | 1 | 224.212 | 1 | 1 | 1 |  | #REF! |  | 55789.6411 | 42
5501 | 1032.624 | 15260.481 | 1 | 1 | 224.517 | 1 | 1 | 1 |  | #REF! |  | 55596.4431 | 42
5502 | 1762.222 | 15257.275 | 1 | 1 | 410.3 | 1 | 1 | 1 |  | #REF! |  | 56553.216 | 17
5503 | 10171.368 | 15475.947 | 1 | 1 | 1254.32 | 1 | 1 | 1 |  | #REF! |  | 57766.1125 | 22
5504 | 3748.518 | 16937.143 | 1 | 1 | 2548.759 | 1 | 1 | 1 |  | #REF! |  | 59669.1678 | 44
5505 | 5259.387 | 20251.751 | 1 | 1 | 4031.441 | 1 | 1 | 1 |  | #REF! |  | 63106.8925 | 27
5506 | 8880.134 | 23438.799 | 1 | 1 | 5328.826 | 1 | 1 | 1 |  | #REF! |  | 67125.7023 | 53
5507 | 11156.669 | 25372.94 | 1 | 1 | 5884.066 | 1 | 1 | 1 |  | #REF! |  | 68984.6258 | 53
5508 | 12164.928 | 25287.206 | 1 | 1 | 6192.077 | 1 | 1 | 1 |  | #REF! |  | 70671.6796 | 51
5509 | 20165.378 | 23219.523 | 1 | 1 | 5325.82 | 1 | 1 | 1 |  | #REF! |  | 69094.9019 | 35
5510 | 14541.198 | 23310.108 | 1 | 1 | 4583.492 | 1 | 1 | 1 |  | #REF! |  | 68717.7184 | 30
5511 | 13594.607 | 24432.7 | 1 | 1 | 3594.592 | 1 | 1 | 1 |  | #REF! |  | 72144.427 | 26
5512 | 14059.365 | 24208.958 | 1 | 1 | 3162.172 | 1 | 1 | 1 |  | #REF! |  | 71840.0374 | 29
5513 | 14578.85 | 23994.995 | 1 | 1 | 1805.052 | 1 | 1 | 1 |  | #REF! |  | 72188.4013 | 40
5514 | 15595.927 | 23069.94 | 1 | 1 | 3409.472 | 1 | 1 | 1 |  | #REF! |  | 72061.5961 | 22
5515 | 20680.018 | 22412.715 | 1 | 1 | 4460.387 | 1 | 1 | 1 |  | #REF! |  | 69642.9285 | 34
5516 | 21704.552 | 23344.494 | 1 | 1 | 4832.09 | 1 | 1 | 1 |  | #REF! |  | 68542.2395 | 25
5517 | 12440.052 | 22143.882 | 1 | 1 | 2484.802 | 1 | 1 | 1 |  | #REF! |  | 67665.5425 | 24
5518 | 1865.898 | 20310.493 | 1 | 1 | 2298.584 | 1 | 1 | 1 |  | #REF! |  | 65239.1478 | 37
5519 | 1848.673 | 19032.949 | 1 | 1 | 2114.033 | 1 | 1 | 1 |  | #REF! |  | 61967.4913 | 21
5520 | 1102.862 | 18423.909 | 1 | 1 | 1191.364 | 1 | 1 | 1 |  | #REF! |  | 59679.3285 | 19
5521 | 1090.397 | 17929.505 | 1 | 1 | 551.91 | 1 | 1 | 1 |  | #REF! |  | 58145.8207 | 16
5522 | 1076.153 | 17292.812 | 1 | 1 | 312.758 | 1 | 1 | 1 |  | #REF! |  | 56036.5111 | 45
5523 | 1067.92 | 16972.012 | 1 | 1 | 240.197 | 1 | 1 | 1 |  | #REF! |  | 55686.7318 | 41
5524 | 1061.456 | 16746.592 | 1 | 1 | 240.462 | 1 | 1 | 1 |  | #REF! |  | 55369.1856 | 39
5525 | 1051.332 | 16377.694 | 1 | 1 | 225.618 | 1 | 1 | 1 |  | #REF! |  | 55700.4253 | 41
5526 | 1782.457 | 16447.08 | 1 | 1 | 2496.461 | 1 | 1 | 1 |  | #REF! |  | 55816.1669 | 28
5527 | 15849.807 | 17511.575 | 1 | 1 | 6549.35 | 1 | 1 | 1 |  | #REF! |  | 56581.9955 | 46
5528 | 7789.688 | 132799.203 | 1 | 1 | 5306.183 | 1 | 1 | 1 |  | #REF! |  | 57048.2718 | 19
5529 | 6715.601 | 163783.843 | 1 | 1 | 4390.826 | 1 | 1 | 1 |  | #REF! |  | 57723.728 | 36
5530 | 13924 | 209753.239 | 1 | 1 | 3343.64 | 1 | 1 | 1 |  | #REF! |  | 59633.839 | 52
5531 | 14695.193 | 237954.233 | 1 | 1 | 2950.794 | 1 | 1 | 1 |  | #REF! |  | 62056.6459 | 53
5532 | 13766.476 | 214600.871 | 1 | 1 | 2754.959 | 1 | 1 | 1 |  | #REF! |  | 63358.6111 | 51
5533 | 19502.785 | 153274.461 | 1 | 1 | 4126.454 | 1 | 1 | 1 |  | #REF! |  | 61832.6831 | 49
5534 | 14175.057 | 183172.949 | 1 | 1 | 3669.453 | 1 | 1 | 1 |  | #REF! |  | 61554.0585 | 47
5535 | 14175.037 | 233039.216 | 1 | 1 | 2102.895 | 1 | 1 | 1 |  | #REF! |  | 63764.0945 | 22
5536 | 13144.648 | 206690.145 | 1 | 1 | 1842.241 | 1 | 1 | 1 |  | #REF! |  | 63415.4006 | 22
5537 | 12523.784 | 187226.472 | 1 | 1 | 2102.895 | 1 | 1 | 1 |  | #REF! |  | 62965.2346 | 34
5538 | 13707 | 143787.072 | 1 | 1 | 3669.217 | 1 | 1 | 1 |  | #REF! |  | 61725.5204 | 33
5539 | 18947.941 | 45905.219 | 1 | 1 | 5172.074 | 1 | 1 | 1 |  | #REF! |  | 60401.8546 | 49
5540 | 20151.418 | 46228.891 | 1 | 1 | 5238.068 | 1 | 1 | 1 |  | #REF! |  | 60889.1335 | 41
5541 | 10537.033 | 21345.428 | 1 | 1 | 4062.543 | 1 | 1 | 1 |  | #REF! |  | 61632.7867 | 42
5542 | 1846.111 | 19528.403 | 1 | 1 | 2950.957 | 1 | 1 | 1 |  | #REF! |  | 60194.479 | 36
5543 | 1834.096 | 18487.268 | 1 | 1 | 1647.431 | 1 | 1 | 1 |  | #REF! |  | 58573.4239 | 41
5544 | 1089.684 | 17908.647 | 1 | 1 | 1257.881 | 1 | 1 | 1 |  | #REF! |  | 56809.6207 | 29
5545 | 1081.648 | 17590.326 | 1 | 1 | 551.922 | 1 | 1 | 1 |  | #REF! |  | 56240.5388 | 44
5546 | 1074.001 | 17230.798 | 1 | 1 | 312.751 | 1 | 1 | 1 |  | #REF! |  | 52705.3884 | 25
5547 | 1067.622 | 16974.739 | 1 | 1 | 240.248 | 1 | 1 | 1 |  | #REF! |  | 52159.8279 | 44
5548 | 1061.924 | 16768.673 | 1 | 1 | 240.536 | 1 | 1 | 1 |  | #REF! |  | 52229.9589 | 44
5549 | 1058.798 | 16657.618 | 1 | 1 | 225.484 | 1 | 1 | 1 |  | #REF! |  | 51768.8539 | 44
5550 | 1784.949 | 16536.24 | 1 | 1 | 2496.316 | 1 | 1 | 1 |  | #REF! |  | 52657.3106 | 44
5551 | 15252.828 | 17801.927 | 1 | 1 | 6548.681 | 1 | 1 | 1 |  | #REF! |  | 52898.0626 | 43
5552 | 7419.472 | 117093.449 | 1 | 1 | 5305.743 | 1 | 1 | 1 |  | #REF! |  | 53401.8147 | 45
5553 | 3932.1 | 141284.009 | 1 | 1 | 4391.018 | 1 | 1 | 1 |  | #REF! |  | 54290.1101 | 51
5554 | 9340.635 | 187852.563 | 1 | 1 | 3344.307 | 1 | 1 | 1 |  | #REF! |  | 54128.8971 | 52
5555 | 11046.605 | 214895.757 | 1 | 1 | 2951.806 | 1 | 1 | 1 |  | #REF! |  | 54111.2922 | 52
5556 | 12022.166 | 194834.968 | 1 | 1 | 2755.146 | 1 | 1 | 1 |  | #REF! |  | 55486.3213 | 51
5557 | 19507.891 | 146170.642 | 1 | 1 | 4125.653 | 1 | 1 | 1 |  | #REF! |  | 55829.8459 | 54
5558 | 14267.885 | 175205.7 | 1 | 1 | 3667.921 | 1 | 1 | 1 |  | #REF! |  | 56584.5431 | 47
5559 | 13122.169 | 222759.283 | 1 | 1 | 2102.216 | 1 | 1 | 1 |  | #REF! |  | 56657.7141 | 34
5560 | 12766.419 | 201671.43 | 1 | 1 | 1841.769 | 1 | 1 | 1 |  | #REF! |  | 56520.0374 | 48
5561 | 13147.386 | 186571.576 | 1 | 1 | 2102.216 | 1 | 1 | 1 |  | #REF! |  | 56897.0891 | 47
5562 | 13877.695 | 140228.569 | 1 | 1 | 3668.08 | 1 | 1 | 1 |  | #REF! |  | 57982.9686 | 49
5563 | 18873.991 | 45836.818 | 1 | 1 | 5170.66 | 1 | 1 | 1 |  | #REF! |  | 58530.2468 | 49
5564 | 19838.427 | 45867.799 | 1 | 1 | 5236.745 | 1 | 1 | 1 |  | #REF! |  | 59462.4569 | 45
5565 | 11246.063 | 21683.639 | 1 | 1 | 4061.32 | 1 | 1 | 1 |  | #REF! |  | 60494.1558 | 57
5566 | 1860.267 | 20016.669 | 1 | 1 | 2949.373 | 1 | 1 | 1 |  | #REF! |  | 59476.6726 | 46
5567 | 1853.509 | 19173.322 | 1 | 1 | 1646.324 | 1 | 1 | 1 |  | #REF! |  | 57929.8216 | 40
5568 | 1117.231 | 18924.316 | 1 | 1 | 1256.855 | 1 | 1 | 1 |  | #REF! |  | 55926.5663 | 48
5569 | 1111.526 | 18703.922 | 1 | 1 | 551.152 | 1 | 1 | 1 |  | #REF! |  | 53831.0244 | 28
5570 | 1108.83 | 18547.487 | 1 | 1 | 311.849 | 1 | 1 | 1 |  | #REF! |  | 52652.059 | 44
5571 | 1112.82 | 18729.636 | 1 | 1 | 237.841 | 1 | 1 | 1 |  | #REF! |  | 52254.3799 | 44
5572 | 1114.237 | 18796.657 | 1 | 1 | 237.907 | 1 | 1 | 1 |  | #REF! |  | 51932.4946 | 45
5573 | 1111.881 | 18705.66 | 1 | 1 | 223.902 | 1 | 1 | 1 |  | #REF! |  | 51532.2435 | 44
5574 | 1839.838 | 18630.43 | 1 | 1 | 2494.203 | 1 | 1 | 1 |  | #REF! |  | 52348.7788 | 44
5575 | 21418.295 | 20003.279 | 1 | 1 | 6546.804 | 1 | 1 | 1 |  | #REF! |  | 54073.6729 | 53
5576 | 11111.114 | 147889.415 | 1 | 1 | 5304.626 | 1 | 1 | 1 |  | #REF! |  | 58828.6415 | 62
5577 | 10498.268 | 171117.078 | 1 | 1 | 4389.131 | 1 | 1 | 1 |  | #REF! |  | 61854.4063 | 55
5578 | 10761.09 | 196991.787 | 1 | 1 | 3343.785 | 1 | 1 | 1 |  | #REF! |  | 68747.1585 | 56
5579 | 10932.559 | 218120.24 | 1 | 1 | 2951.806 | 1 | 1 | 1 |  | #REF! |  | 70866.4701 | 56
5580 | 12613.136 | 203535.681 | 1 | 1 | 2755.66 | 1 | 1 | 1 |  | #REF! |  | 72776.7411 | 58
5581 | 20961.456 | 156804.069 | 1 | 1 | 4126.367 | 1 | 1 | 1 |  | #REF! |  | 71296.4448 | 55
5582 | 14721.184 | 180377.639 | 1 | 1 | 3668.65 | 1 | 1 | 1 |  | #REF! |  | 70515.1201 | 63
5583 | 13745.984 | 227629.737 | 1 | 1 | 2102.527 | 1 | 1 | 1 |  | #REF! |  | 73487.3375 | 56
5584 | 13468.209 | 208311.256 | 1 | 1 | 1842.003 | 1 | 1 | 1 |  | #REF! |  | 73429.1751 | 55
5585 | 14465.514 | 200311.769 | 1 | 1 | 2102.585 | 1 | 1 | 1 |  | #REF! |  | 73733.6948 | 40
5586 | 14376.131 | 148232.928 | 1 | 1 | 3668.724 | 1 | 1 | 1 |  | #REF! |  | 73096.6743 | 36
5587 | 20864.419 | 48473.555 | 1 | 1 | 5171.204 | 1 | 1 | 1 |  | #REF! |  | 71452.1349 | 25
5588 | 21821.6 | 48237.975 | 1 | 1 | 5237.519 | 1 | 1 | 1 |  | #REF! |  | 70054.4341 | 28
5589 | 13547.409 | 23063.22 | 1 | 1 | 4061.668 | 1 | 1 | 1 |  | #REF! |  | 69209.1476 | 30
5590 | 1889.623 | 21294.393 | 1 | 1 | 2949.776 | 1 | 1 | 1 |  | #REF! |  | 66400.2111 | 30
5591 | 1880.581 | 20326.617 | 1 | 1 | 1646.517 | 1 | 1 | 1 |  | #REF! |  | 63672.2589 | 36
5592 | 1130.734 | 19532.659 | 1 | 1 | 1257.082 | 1 | 1 | 1 |  | #REF! |  | 61332.5167 | 20
5593 | 1120.343 | 19134.096 | 1 | 1 | 551.366 | 1 | 1 | 1 |  | #REF! |  | 58378.8007 | 30
5594 | 1090.582 | 17882.873 | 1 | 1 | 312.414 | 1 | 1 | 1 |  | #REF! |  | 57227.7828 | 28
5595 | 1099.194 | 18247.58 | 1 | 1 | 238.896 | 1 | 1 | 1 |  | #REF! |  | 57087.3367 | 26
5596 | 1093.836 | 18022.991 | 1 | 1 | 239.031 | 1 | 1 | 1 |  | #REF! |  | 56133.4556 | 45
5597 | 1088.005 | 17803.27 | 1 | 1 | 224.653 | 1 | 1 | 1 |  | #REF! |  | 55853.6437 | 28
5598 | 1806.808 | 17366.013 | 1 | 1 | 2495.483 | 1 | 1 | 1 |  | #REF! |  | 56254.7339 | 45
5599 | 18526.746 | 18608.257 | 1 | 1 | 6548.281 | 1 | 1 | 1 |  | #REF! |  | 57284.0796 | 49
5600 | 8594.655 | 129166.929 | 1 | 1 | 5305.743 | 1 | 1 | 1 |  | #REF! |  | 59905.8986 | 61
5601 | 7315.981 | 164141.56 | 1 | 1 | 4390.454 | 1 | 1 | 1 |  | #REF! |  | 64030.6293 | 61
5602 | 8599.449 | 191842.718 | 1 | 1 | 3344.681 | 1 | 1 | 1 |  | #REF! |  | 69217.6831 | 53
5603 | 9135.219 | 213689.869 | 1 | 1 | 2952.606 | 1 | 1 | 1 |  | #REF! |  | 71756.132 | 57
5604 | 9354.724 | 190513.774 | 1 | 1 | 2756.612 | 1 | 1 | 1 |  | #REF! |  | 73751.1745 | 55
5605 | 18789.809 | 135610.596 | 1 | 1 | 4128.056 | 1 | 1 | 1 |  | #REF! |  | 72199.9964 | 50
5606 | 10267.326 | 162081.95 | 1 | 1 | 3670.662 | 1 | 1 | 1 |  | #REF! |  | 71519.5205 | 45
5607 | 8677.841 | 206410.156 | 1 | 1 | 2103.982 | 1 | 1 | 1 |  | #REF! |  | 75067.8269 | 28
5608 | 8620.98 | 186294.899 | 1 | 1 | 1843.276 | 1 | 1 | 1 |  | #REF! |  | 74717.8486 | 41
5609 | 7894.637 | 167983.345 | 1 | 1 | 2104.083 | 1 | 1 | 1 |  | #REF! |  | 75431.48 | 29
5610 | 9669.292 | 124099.755 | 1 | 1 | 3670.909 | 1 | 1 | 1 |  | #REF! |  | 74995.3096 | 24
5611 | 17796.705 | 43933.672 | 1 | 1 | 5173.916 | 1 | 1 | 1 |  | #REF! |  | 73157.6135 | 27
5612 | 18603.748 | 44638.401 | 1 | 1 | 5239.937 | 1 | 1 | 1 |  | #REF! |  | 71525.951 | 29
5613 | 5277.835 | 19021.768 | 1 | 1 | 4064.655 | 1 | 1 | 1 |  | #REF! |  | 70774.5732 | 28
5614 | 1817.893 | 18529.249 | 1 | 1 | 2952.563 | 1 | 1 | 1 |  | #REF! |  | 67853.0605 | 29
5615 | 1801.547 | 17291.742 | 1 | 1 | 1648.464 | 1 | 1 | 1 |  | #REF! |  | 64308.3483 | 27
5616 | 1058.852 | 16806.086 | 1 | 1 | 1258.693 | 1 | 1 | 1 |  | #REF! |  | 61292.1024 | 21
5617 | 1045.702 | 16339.665 | 1 | 1 | 552.611 | 1 | 1 | 1 |  | #REF! |  | 59336.1217 | 17
5618 | 1035.131 | 15917.773 | 1 | 1 | 313.57 | 1 | 1 | 1 |  | #REF! |  | 57564.4496 | 17
5619 | 1032.624 | 15694.183 | 1 | 1 | 242.413 | 1 | 1 | 1 |  | #REF! |  | 56663.8748 | 32
5620 | 1032.624 | 15441.916 | 1 | 1 | 242.866 | 1 | 1 | 1 |  | #REF! |  | 56350.9475 | 29
5621 | 1032.624 | 15411.498 | 1 | 1 | 226.831 | 1 | 1 | 1 |  | #REF! |  | 56501.325 | 44
5622 | 1762.222 | 15380.844 | 1 | 1 | 2497.829 | 1 | 1 | 1 |  | #REF! |  | 56767.3816 | 29
5623 | 9026.443 | 15788.66 | 1 | 1 | 6550.689 | 1 | 1 | 1 |  | #REF! |  | 58145.5888 | 34
5624 | 2701.891 | 78823.975 | 1 | 1 | 5307.188 | 1 | 1 | 1 |  | #REF! |  | 60485.9153 | 42
5625 | 3993.683 | 143494.304 | 1 | 1 | 4390.919 | 1 | 1 | 1 |  | #REF! |  | 64457.7804 | 43
5626 | 7281.321 | 178688.6 | 1 | 1 | 3344.53 | 1 | 1 | 1 |  | #REF! |  | 70880.8738 | 60
5627 | 9099.795 | 198042.088 | 1 | 1 | 2951.941 | 1 | 1 | 1 |  | #REF! |  | 73957.4357 | 58
5628 | 10509.045 | 184207.726 | 1 | 1 | 2755.531 | 1 | 1 | 1 |  | #REF! |  | 75556.6695 | 55
5629 | 18929.18 | 137468.864 | 1 | 1 | 4125.92 | 1 | 1 | 1 |  | #REF! |  | 74238.3202 | 37
5630 | 13220.399 | 166433.997 | 1 | 1 | 3668.408 | 1 | 1 | 1 |  | #REF! |  | 73782.1566 | 30
5631 | 12578.904 | 215192.599 | 1 | 1 | 2102.319 | 1 | 1 | 1 |  | #REF! |  | 77560.496 | 28
5632 | 12636.25 | 195792.692 | 1 | 1 | 1841.671 | 1 | 1 | 1 |  | #REF! |  | 77257.3894 | 41
5633 | 11960.073 | 177278.811 | 1 | 1 | 2102.368 | 1 | 1 | 1 |  | #REF! |  | 77438.6658 | 26
5634 | 12516.463 | 130598.651 | 1 | 1 | 3668.564 | 1 | 1 | 1 |  | #REF! |  | 77079.7769 | 22
5635 | 17707.705 | 44571.12 | 1 | 1 | 5171.421 | 1 | 1 | 1 |  | #REF! |  | 75213.751 | 23
5636 | 18647.407 | 44522.787 | 1 | 1 | 5237.519 | 1 | 1 | 1 |  | #REF! |  | 73978.7282 | 22
5637 | 9088.06 | 20682.021 | 1 | 1 | 4062.37 | 1 | 1 | 1 |  | #REF! |  | 72958.3115 | 26
5638 | 1831.82 | 18915.666 | 1 | 1 | 2951.176 | 1 | 1 | 1 |  | #REF! |  | 70288.8768 | 29
5639 | 1815.601 | 17735.335 | 1 | 1 | 1647.839 | 1 | 1 | 1 |  | #REF! |  | 67094.5106 | 22
5640 | 1067.395 | 17011.889 | 1 | 1 | 1258.404 | 1 | 1 | 1 |  | #REF! |  | 63996.6818 | 25
5641 | 1047.368 | 16271.328 | 1 | 1 | 534.505 | 1 | 1 | 1 |  | #REF! |  | 61092.0518 | 23
5642 | 1032.624 | 15475.957 | 1 | 1 | 588.605 | 1 | 1 | 1 |  | #REF! |  | 58426.5761 | 39
5643 | 1032.624 | 15250.356 | 1 | 1 | 378.733 | 1 | 1 | 1 |  | #REF! |  | 58505.8849 | 49
5644 | 1032.624 | 15230.658 | 1 | 1 | 222.922 | 1 | 1 | 1 |  | #REF! |  | 57784.9689 | 51
5645 | 1032.624 | 15217.534 | 1 | 1 | 223.32 | 1 | 1 | 1 |  | #REF! |  | 57728.2771 | 27
5646 | 1762.222 | 15214.068 | 1 | 1 | 697.888 | 1 | 1 | 1 |  | #REF! |  | 58187.3708 | 52
5647 | 6390.902 | 15328.19 | 1 | 1 | 1863.543 | 1 | 1 | 1 |  | #REF! |  | 59200.3755 | 38
5648 | 1901.486 | 35477.453 | 1 | 1 | 3150.187 | 1 | 1 | 1 |  | #REF! |  | 61734.5068 | 50
5649 | 1508.163 | 38079.915 | 1 | 1 | 5109.548 | 1 | 1 | 1 |  | #REF! |  | 66433.0823 | 48
5650 | 3738.189 | 41580.73 | 1 | 1 | 5052.121 | 1 | 1 | 1 |  | #REF! |  | 73035.7908 | 66
5651 | 6086.686 | 43940.971 | 1 | 1 | 4547.067 | 1 | 1 | 1 |  | #REF! |  | 75678.3619 | 62
5652 | 8007.96 | 45117.568 | 1 | 1 | 4882.028 | 1 | 1 | 1 |  | #REF! |  | 77413.858 | 53
5653 | 17405.16 | 43919.095 | 1 | 1 | 4937.284 | 1 | 1 | 1 |  | #REF! |  | 75448.7237 | 56
5654 | 11047.268 | 44155.438 | 1 | 1 | 3929.296 | 1 | 1 | 1 |  | #REF! |  | 75192.9971 | 49
5655 | 10236.308 | 45517.745 | 1 | 1 | 3145.849 | 1 | 1 | 1 |  | #REF! |  | 78309.4128 | 42
5656 | 10455.236 | 45223.699 | 1 | 1 | 2474.795 | 1 | 1 | 1 |  | #REF! |  | 77493.8241 | 40
5657 | 9570.253 | 44167.032 | 1 | 1 | 3145.988 | 1 | 1 | 1 |  | #REF! |  | 77457.1017 | 34
5658 | 9691.879 | 42760.288 | 1 | 1 | 4041.751 | 1 | 1 | 1 |  | #REF! |  | 75957.4584 | 29
5659 | 15359.796 | 41274.316 | 1 | 1 | 5610.048 | 1 | 1 | 1 |  | #REF! |  | 73878.103 | 34
5660 | 16485.615 | 41816.827 | 1 | 1 | 4434.987 | 1 | 1 | 1 |  | #REF! |  | 72755.3198 | 25
5661 | 5839.565 | 18990.063 | 1 | 1 | 2476.62 | 1 | 1 | 1 |  | #REF! |  | 71364.6359 | 26
5662 | 1795.906 | 17589.436 | 1 | 1 | 2420.437 | 1 | 1 | 1 |  | #REF! |  | 68109.2833 | 32
5663 | 1779.722 | 16429.362 | 1 | 1 | 1973.898 | 1 | 1 | 1 |  | #REF! |  | 64553.7617 | 21
5664 | 1034.279 | 15893.853 | 1 | 1 | 1193.822 | 1 | 1 | 1 |  | #REF! |  | 61345.297 | 20
5665 | 1032.624 | 15634.853 | 1 | 1 | 705.125 | 1 | 1 | 1 |  | #REF! |  | 59398.2227 | 17
5666 | 1032.624 | 15360.72 | 1 | 1 | 526.178 | 1 | 1 | 1 |  | #REF! |  | 57809.4495 | 27
5667 | 1032.624 | 15293.292 | 1 | 1 | 410.464 | 1 | 1 | 1 |  | #REF! |  | 57007.1107 | 44
5668 | 1032.624 | 15251.224 | 1 | 1 | 225.1 | 1 | 1 | 1 |  | #REF! |  | 56537.1849 | 46
5669 | 1032.624 | 15244.968 | 1 | 1 | 225.271 | 1 | 1 | 1 |  | #REF! |  | 56084.6559 | 40
5670 | 1762.222 | 15246.772 | 1 | 1 | 410.609 | 1 | 1 | 1 |  | #REF! |  | 56356.6598 | 40
5671 | 7230.325 | 15425.117 | 1 | 1 | 1254.29 | 1 | 1 | 1 |  | #REF! |  | 57894.616 | 35
5672 | 1979.475 | 16397.394 | 1 | 1 | 2549.061 | 1 | 1 | 1 |  | #REF! |  | 61112.562 | 62
5673 | 1219.024 | 18501.87 | 1 | 1 | 4032.559 | 1 | 1 | 1 |  | #REF! |  | 63874.9574 | 41
5674 | 1898.343 | 20870.365 | 1 | 1 | 5330.565 | 1 | 1 | 1 |  | #REF! |  | 68866.4631 | 56
5675 | 5403.458 | 23427.157 | 1 | 1 | 5885.642 | 1 | 1 | 1 |  | #REF! |  | 71093.8175 | 53
5676 | 8641.06 | 24048.057 | 1 | 1 | 6193.228 | 1 | 1 | 1 |  | #REF! |  | 72781.2358 | 54
5677 | 18763.085 | 22365.217 | 1 | 1 | 5326.264 | 1 | 1 | 1 |  | #REF! |  | 70463.2457 | 54
5678 | 12801.27 | 22679.15 | 1 | 1 | 4583.68 | 1 | 1 | 1 |  | #REF! |  | 69596.6515 | 54
5679 | 11910.29 | 23881.913 | 1 | 1 | 3594.837 | 1 | 1 | 1 |  | #REF! |  | 73593.9994 | 42
5680 | 10651.239 | 22961.385 | 1 | 1 | 3162.74 | 1 | 1 | 1 |  | #REF! |  | 73016.2454 | 54
5681 | 9322.421 | 21893.233 | 1 | 1 | 1805.756 | 1 | 1 | 1 |  | #REF! |  | 72849.4649 | 24
5682 | 11267.778 | 21392.149 | 1 | 1 | 3410.764 | 1 | 1 | 1 |  | #REF! |  | 72070.5061 | 22
5683 | 16461.43 | 19995.612 | 1 | 1 | 4461.819 | 1 | 1 | 1 |  | #REF! |  | 69575.8892 | 25
5684 | 17354.596 | 21158.589 | 1 | 1 | 4833.427 | 1 | 1 | 1 |  | #REF! |  | 67395.3593 | 26
5685 | 8036.313 | 20541.615 | 1 | 1 | 2485.391 | 1 | 1 | 1 |  | #REF! |  | 66630.3123 | 26
5686 | 1832.073 | 19043.765 | 1 | 1 | 2299.542 | 1 | 1 | 1 |  | #REF! |  | 63936.9424 | 24
5687 | 1818.469 | 17924.931 | 1 | 1 | 2114.867 | 1 | 1 | 1 |  | #REF! |  | 61070.7246 | 23
5688 | 1077.495 | 17491.391 | 1 | 1 | 1191.825 | 1 | 1 | 1 |  | #REF! |  | 60625.0661 | 20
5689 | 1063.554 | 16952.089 | 1 | 1 | 552.368 | 1 | 1 | 1 |  | #REF! |  | 58320.8242 | 18
5690 | 1050.005 | 16420.025 | 1 | 1 | 313.367 | 1 | 1 | 1 |  | #REF! |  | 56373.3962 | 17
5691 | 1037.131 | 15996.55 | 1 | 1 | 242.137 | 1 | 1 | 1 |  | #REF! |  | 56067.9152 | 27
5692 | 1032.624 | 15674.433 | 1 | 1 | 242.569 | 1 | 1 | 1 |  | #REF! |  | 55003.8325 | 24
5693 | 1032.624 | 15500.977 | 1 | 1 | 226.786 | 1 | 1 | 1 |  | #REF! |  | 54015.1844 | 17
5694 | 1762.222 | 15339.769 | 1 | 1 | 2497.951 | 1 | 1 | 1 |  | #REF! |  | 53606.0685 | 18
5695 | 8264.006 | 15496.594 | 1 | 1 | 6551.232 | 1 | 1 | 1 |  | #REF! |  | 53869.1075 | 18
5696 | 2498.126 | 68420.545 | 1 | 1 | 5307.61 | 1 | 1 | 1 |  | #REF! |  | 54434.6812 | 33
5697 | 2312.734 | 127444.953 | 1 | 1 | 4391.5 | 1 | 1 | 1 |  | #REF! |  | 54015.7971 | 38
5698 | 7685.468 | 175285.72 | 1 | 1 | 3344.681 | 1 | 1 | 1 | 3667.3905 | 0 |  | 55605.3964 | 51
5699 | 8828.638 | 196985.28 | 1 | 1 | 2952.21 | 1 | 1 | 1 | 7539.2658 | 0 |  | 57608.3267 | 50
5700 | 9869.317 | 179477.251 | 1 | 1 | 2755.915 | 1 | 1 | 1 | 25502.2871 | 0 |  | 58783.6233 | 55
5701 | 17979.357 | 126082.93 | 1 | 1 | 4126.989 | 1 | 1 | 1 | 35377.3098 | 0 |  | 56838.2833 | 55
5702 | 11443.107 | 155375.254 | 1 | 1 | 3669.61 | 1 | 1 | 1 | 20065.9574 | 0 |  | 56925.9849 | 52
5703 | 9580.078 | 197853.083 | 1 | 1 | 2103.359 | 1 | 1 | 1 | 22467.0705 | 0 |  | 58603.3499 | 44
5704 | 7651.266 | 172134.573 | 1 | 1 | 1843.045 | 1 | 1 | 1 | 8352.1323 | 0 |  | 58414.5387 | 50
5705 | 7340.464 | 154271.423 | 1 | 1 | 2103.982 | 1 | 1 | 1 |  | #REF! |  | 58066.6202 | 47
5706 | 9029.785 | 111463.605 | 1 | 1 | 3670.992 | 1 | 1 | 1 |  | #REF! |  | 57346.4602 | 33
5707 | 15011.689 | 40918.975 | 1 | 1 | 5174.456 | 1 | 1 | 1 |  | #REF! |  | 56336.7528 | 33
5708 | 15796.053 | 41376.873 | 1 | 1 | 5240.37 | 1 | 1 | 1 |  | #REF! |  | 56394.2585 | 33
5709 | 5019.959 | 18792.865 | 1 | 1 | 4064.311 | 1 | 1 | 1 |  | #REF! |  | 57505.5264 | 40
5710 | 1789.211 | 17333.105 | 1 | 1 | 2953.44 | 1 | 1 | 1 |  | #REF! |  | 56181.9796 | 33
5711 | 1774.998 | 16289.891 | 1 | 1 | 1649.104 | 1 | 1 | 1 |  | #REF! |  | 56027.8427 | 33
5712 | 1039.485 | 16122.887 | 1 | 1 | 1259.136 | 1 | 1 | 1 |  | #REF! |  | 54257.5617 | 36
5713 | 1032.624 | 15650.534 | 1 | 1 | 552.994 | 1 | 1 | 1 |  | #REF! |  | 53069.2954 | 45
5714 | 1032.624 | 15430.284 | 1 | 1 | 313.958 | 1 | 1 | 1 |  | #REF! |  | 50745.738 | 35
5715 | 1032.624 | 15255.958 | 1 | 1 | 243.643 | 1 | 1 | 1 |  | #REF! |  | 50328.062 | 43
5716 | 1032.624 | 15230.309 | 1 | 1 | 244.447 | 1 | 1 | 1 |  | #REF! |  | 49810.9851 | 42
5717 | 1032.624 | 15236.293 | 1 | 1 | 227.669 | 1 | 1 | 1 |  | #REF! |  | 49835.4457 | 44
5718 | 1762.222 | 15228.959 | 1 | 1 | 2498.955 | 1 | 1 | 1 |  | #REF! |  | 50526.2398 | 25
5719 | 6425.452 | 15345.78 | 1 | 1 | 6552.292 | 1 | 1 | 1 |  | #REF! |  | 49948.5074 | 44
5720 | 1831.472 | 50699.848 | 1 | 1 | 5309.294 | 1 | 1 | 1 |  | #REF! |  | 50511.0932 | 32
5721 | 1083.352 | 96303.156 | 1 | 1 | 4393.692 | 1 | 1 | 1 |  | #REF! |  | 50993.5106 | 35
5722 | 1193.728 | 131977.747 | 1 | 1 | 3347.754 | 1 | 1 | 1 |  | #REF! |  | 51027.1085 | 49
5723 | 1481.414 | 166282.58 | 1 | 1 | 2954.569 | 1 | 1 | 1 | 14975.9505 | 0 |  | 50833.2476 | 49
5724 | 1305.005 | 133274.491 | 1 | 1 | 2758.972 | 1 | 1 | 1 | 22616.991 | 0 |  | 51887.6805 | 33
5725 | 9680.56 | 73166.507 | 1 | 1 | 4130.38 | 1 | 1 | 1 | 4495.7363 | 0 |  | 52266.5201 | 46
5726 | 4661.579 | 124441.901 | 1 | 1 | 3672.041 | 1 | 1 | 1 | 23532.2955 | 0 |  | 52738.2348 | 48
5727 | 4858.188 | 179851.85 | 1 | 1 | 2104.443 | 1 | 1 | 1 | 5788.1775 | 0 |  | 53477.7752 | 45
5728 | 6573.555 | 162202.807 | 1 | 1 | 1843.421 | 1 | 1 | 1 |  | #REF! |  | 53814.5232 | 50
5729 | 6062.405 | 146585.72 | 1 | 1 | 2104.083 | 1 | 1 | 1 |  | #REF! |  | 54542.0434 | 50
5730 | 7260.524 | 96561.849 | 1 | 1 | 3670.909 | 1 | 1 | 1 |  | #REF! |  | 54823.8124 | 54
5731 | 13540.277 | 40188.466 | 1 | 1 | 5174.356 | 1 | 1 | 1 |  | #REF! |  | 55667.8112 | 53
5732 | 14690.694 | 40958.615 | 1 | 1 | 5240.262 | 1 | 1 | 1 |  | #REF! |  | 56591.6934 | 53
5733 | 4111.084 | 18691.957 | 1 | 1 | 4064.133 | 1 | 1 | 1 |  | #REF! |  | 57454.5685 | 56
5734 | 1789.808 | 17304.874 | 1 | 1 | 2953.387 | 1 | 1 | 1 |  | #REF! |  | 56434.6697 | 57
5735 | 1778.023 | 16304.88 | 1 | 1 | 1648.986 | 1 | 1 | 1 |  | #REF! |  | 54406.5621 | 55
5736 | 1038.942 | 15982.097 | 1 | 1 | 1259.153 | 1 | 1 | 1 |  | #REF! |  | 53185.3784 | 48
5737 | 1032.624 | 15688.164 | 1 | 1 | 552.982 | 1 | 1 | 1 |  | #REF! |  | 50493.8392 | 48
5738 | 1032.624 | 15342.869 | 1 | 1 | 314.134 | 1 | 1 | 1 |  | #REF! |  | 49154.4332 | 47
5739 | 1032.624 | 15237.419 | 1 | 1 | 244.303 | 1 | 1 | 1 |  | #REF! |  | 48937.9708 | 47
5740 | 1032.624 | 15229.651 | 1 | 1 | 244.669 | 1 | 1 | 1 |  | #REF! |  | 49113.2132 | 46
5741 | 1032.624 | 15218.958 | 1 | 1 | 228.108 | 1 | 1 | 1 |  | #REF! |  | 49170.0044 | 44
5742 | 1762.222 | 15211.71 | 1 | 1 | 2499.495 | 1 | 1 | 1 |  | #REF! |  | 50118.8811 | 47
5743 | 6179.504 | 15322.615 | 1 | 1 | 6553.553 | 1 | 1 | 1 |  | #REF! |  | 52877.5219 | 53
5744 | 1879.322 | 49731.478 | 1 | 1 | 5308.882 | 1 | 1 | 1 |  | #REF! |  | 54895.0814 | 44
5745 | 1368.095 | 106708.527 | 1 | 1 | 4391.945 | 1 | 1 | 1 |  | #REF! |  | 59183.2552 | 39
5746 | 2193.347 | 152780.465 | 1 | 1 | 3345.41 | 1 | 1 | 1 |  | #REF! |  | 65401.3564 | 52
5747 | 2856.098 | 175418.225 | 1 | 1 | 2953.228 | 1 | 1 | 1 |  | #REF! |  | 66562.1672 | 53
5748 | 5091.138 | 164199.241 | 1 | 1 | 2756.874 | 1 | 1 | 1 |  | #REF! |  | 68034.3194 | 51
5749 | 16727.216 | 107817.141 | 1 | 1 | 4128.056 | 1 | 1 | 1 |  | #REF! |  | 66158.7242 | 55
5750 | 8615.23 | 144191.851 | 1 | 1 | 3670.421 | 1 | 1 | 1 |  | #REF! |  | 65872.7449 | 55
5751 | 7061.291 | 189015.007 | 1 | 1 | 2103.825 | 1 | 1 | 1 |  | #REF! |  | 69735.2213 | 54
5752 | 7809.21 | 171065.488 | 1 | 1 | 1843.094 | 1 | 1 | 1 |  | #REF! |  | 69580.976 | 53
5753 | 7012.602 | 154021.272 | 1 | 1 | 2103.933 | 1 | 1 | 1 |  | #REF! |  | 69903.6696 | 41
5754 | 6817.655 | 94762.458 | 1 | 1 | 3671.154 | 1 | 1 | 1 |  | #REF! |  | 69365.3901 | 34
5755 | 13937.727 | 40881.893 | 1 | 1 | 5174.787 | 1 | 1 | 1 |  | #REF! |  | 67394.744 | 35
5756 | 14289.375 | 40444.693 | 1 | 1 | 5240.916 | 1 | 1 | 1 |  | #REF! |  | 66236.8449 | 37
5757 | 3260.411 | 18246.727 | 1 | 1 | 4064.751 | 1 | 1 | 1 |  | #REF! |  | 64884.8649 | 39
5758 | 1778.423 | 16996.903 | 1 | 1 | 2953.998 | 1 | 1 | 1 |  | #REF! |  | 62923.0633 | 43
5759 | 1764.432 | 15942.75 | 1 | 1 | 1649.404 | 1 | 1 | 1 |  | #REF! |  | 61108.1464 | 34
5760 | 1032.624 | 15589.672 | 1 | 1 | 1259.571 | 1 | 1 | 1 |  | #REF! |  | 58823.2164 | 18
5761 | 1032.624 | 15457.238 | 1 | 1 | 553.211 | 1 | 1 | 1 |  | #REF! |  | 56783.9933 | 26
5762 | 1032.624 | 15249.301 | 1 | 1 | 314.309 | 1 | 1 | 1 |  | #REF! |  | 55926.244 | 42
5763 | 1032.624 | 15238.733 | 1 | 1 | 244.584 | 1 | 1 | 1 |  | #REF! |  | 55969.5322 | 44
5764 | 1032.624 | 15232.976 | 1 | 1 | 244.902 | 1 | 1 | 1 |  | #REF! |  | 54994.9437 | 40
5765 | 1032.624 | 15224.253 | 1 | 1 | 228.172 | 1 | 1 | 1 |  | #REF! |  | 54913.7904 | 42
5766 | 1762.222 | 15220.089 | 1 | 1 | 2499.393 | 1 | 1 | 1 |  | #REF! |  | 55425.8855 | 29
5767 | 6190.473 | 15333.268 | 1 | 1 | 6553.303 | 1 | 1 | 1 |  | #REF! |  | 56904.3495 | 50
5768 | 1864.814 | 49970.237 | 1 | 1 | 5308.949 | 1 | 1 | 1 |  | #REF! |  | 57998.0614 | 59
5769 | 1488.951 | 111697.618 | 1 | 1 | 4391.637 | 1 | 1 | 1 |  | #REF! |  | 61380.7521 | 58
5770 | 4209.832 | 166089.946 | 1 | 1 | 3344.686 | 1 | 1 | 1 |  | #REF! |  | 63379.6354 | 51
5771 | 7349.385 | 191408.292 | 1 | 1 | 2952.002 | 1 | 1 | 1 | 7397.5475 | 0 |  | 64517.5028 | 54
5772 | 9529.944 | 176872.832 | 1 | 1 | 2755.463 | 1 | 1 | 1 | 18825.2903 | 0 |  | 64899.2787 | 50
5773 | 18545.899 | 129071.555 | 1 | 1 | 4125.92 | 1 | 1 | 1 | 11926.2679 | 0 |  | 62140.9099 | 49
5774 | 12285.661 | 157817.111 | 1 | 1 | 3668.326 | 1 | 1 | 1 | 24453.5622 | 0 |  | 61829.9733 | 51
5775 | 11095.946 | 202533.494 | 1 | 1 | 2102.368 | 1 | 1 | 1 | 11122.152 | 0 |  | 65274.7012 | 47
5776 | 11387.563 | 186220.93 | 1 | 1 | 1841.86 | 1 | 1 | 1 | 5030.8919 | 0 |  | 64949.0907 | 46
5777 | 10735.111 | 168244.424 | 1 | 1 | 2102.677 | 1 | 1 | 1 |  | #REF! |  | 65777.73 | 31
5778 | 11537.811 | 123540.44 | 1 | 1 | 3669.217 | 1 | 1 | 1 |  | #REF! |  | 65723.2309 | 45
5779 | 16741.653 | 43305.211 | 1 | 1 | 5172.507 | 1 | 1 | 1 |  | #REF! |  | 64399.4547 | 51
5780 | 17404.007 | 43202.577 | 1 | 1 | 5238.725 | 1 | 1 | 1 |  | #REF! |  | 64028.7175 | 50
5781 | 6673.973 | 19827.455 | 1 | 1 | 4063.256 | 1 | 1 | 1 |  | #REF! |  | 63060.5234 | 53
5782 | 1808.124 | 18098.041 | 1 | 1 | 2952.483 | 1 | 1 | 1 |  | #REF! |  | 61702.5348 | 55
5783 | 1793.431 | 16980.415 | 1 | 1 | 1648.545 | 1 | 1 | 1 |  | #REF! |  | 59770.8422 | 54
5784 | 1043.638 | 16246.746 | 1 | 1 | 1259.002 | 1 | 1 | 1 |  | #REF! |  | 57478.8771 | 55
5785 | 1032.624 | 15601.244 | 1 | 1 | 553.033 | 1 | 1 | 1 |  | #REF! |  | 56246.2302 | 49
5786 | 1032.624 | 15246.607 | 1 | 1 | 314.301 | 1 | 1 | 1 |  | #REF! |  | 54056.7931 | 42
5787 | 1032.624 | 15216.356 | 1 | 1 | 245.099 | 1 | 1 | 1 |  | #REF! |  | 54184.2274 | 41
5788 | 1032.624 | 15204.947 | 1 | 1 | 245.827 | 1 | 1 | 1 |  | #REF! |  | 53818.8136 | 39
5789 | 1032.624 | 15201.034 | 1 | 1 | 228.921 | 1 | 1 | 1 |  | #REF! |  | 53843.5072 | 43
5790 | 1762.222 | 15197.451 | 1 | 1 | 2500.894 | 1 | 1 | 1 |  | #REF! |  | 55076.5811 | 42
5791 | 6148.817 | 15300.635 | 1 | 1 | 6557.283 | 1 | 1 | 1 |  | #REF! |  | 56190.1491 | 40
5792 | 1813.095 | 45106.795 | 1 | 1 | 5312.641 | 1 | 1 | 1 |  | #REF! |  | 58127.985 | 49
5793 | 1124.499 | 80188.952 | 1 | 1 | 4395.109 | 1 | 1 | 1 |  | #REF! |  | 61225.1743 | 42
5794 | 1485.832 | 131638.447 | 1 | 1 | 3347.172 | 1 | 1 | 1 |  | #REF! |  | 62612.4598 | 29
5795 | 2253.806 | 165684.748 | 1 | 1 | 2954.031 | 1 | 1 | 1 |  | #REF! |  | 63209.5594 | 17
5796 | 3479.734 | 145937.345 | 1 | 1 | 2757.522 | 1 | 1 | 1 |  | #REF! |  | 63823.9515 | 17
5797 | 14461.939 | 90744.112 | 1 | 1 | 4128.858 | 1 | 1 | 1 |  | #REF! |  | 61039.6471 | 16
5798 | 7165.349 | 129570.446 | 1 | 1 | 3671.154 | 1 | 1 | 1 |  | #REF! |  | 60970.9257 | 12
5799 | 6194.053 | 176345.182 | 1 | 1 | 2104.186 | 1 | 1 | 1 |  | #REF! |  | 63229.6099 | 12
5800 | 6419.82 | 156018.135 | 1 | 1 | 1843.465 | 1 | 1 | 1 |  | #REF! |  | 63107.0803 | 17
5801 | 5620.517 | 136940.578 | 1 | 1 | 2104.397 | 1 | 1 | 1 |  | #REF! |  | 63459.6163 | 17
5802 | 5647.837 | 80598.662 | 1 | 1 | 3671.88 | 1 | 1 | 1 |  | #REF! |  | 62891.8763 | 17
5803 | 11092.911 | 37251.112 | 1 | 1 | 5175.977 | 1 | 1 | 1 |  | #REF! |  | 61697.3225 | 25
5804 | 11693.903 | 37666.239 | 1 | 1 | 5242.343 | 1 | 1 | 1 |  | #REF! |  | 62633.7435 | 24
5805 | 2047.713 | 16753.881 | 1 | 1 | 4066.308 | 1 | 1 | 1 |  | #REF! |  | 62979.8593 | 24
5806 | 1762.222 | 15865.021 | 1 | 1 | 2955.821 | 1 | 1 | 1 |  | #REF! |  | 61631.877 | 25
5807 | 1762.222 | 15293.32 | 1 | 1 | 1650.719 | 1 | 1 | 1 |  | #REF! |  | 59936.6439 | 22
5808 | 1032.624 | 15270.126 | 1 | 1 | 1260.818 | 1 | 1 | 1 |  | #REF! |  | 57458.9086 | 20
5809 | 1032.624 | 15266.746 | 1 | 1 | 536.173 | 1 | 1 | 1 |  | #REF! |  | 56309.2046 | 15
5810 | 1032.624 | 15197.696 | 1 | 1 | 590.042 | 1 | 1 | 1 |  | #REF! |  | 53940.4931 | 12
5811 | 1032.624 | 15194.836 | 1 | 1 | 380.266 | 1 | 1 | 1 |  | #REF! |  | 53954.1515 | 10
5812 | 1032.624 | 15193.573 | 1 | 1 | 225.612 | 1 | 1 | 1 |  | #REF! |  | 53931.5787 | 11
5813 | 1032.624 | 15191.839 | 1 | 1 | 225.929 | 1 | 1 | 1 |  | #REF! |  | 54380.6029 | 10
5814 | 1762.222 | 15191.047 | 1 | 1 | 699.169 | 1 | 1 | 1 |  | #REF! |  | 55593.7803 | 10
5815 | 6139.858 | 15293.727 | 1 | 1 | 1865.789 | 1 | 1 | 1 |  | #REF! |  | 56527.5891 | 13
5816 | 1762.222 | 29807.146 | 1 | 1 | 3154.007 | 1 | 1 | 1 |  | #REF! |  | 57868.7525 | 23
5817 | 1035.392 | 32163.907 | 1 | 1 | 5115.28 | 1 | 1 | 1 |  | #REF! |  | 60150.7325 | 19
5818 | 1174.959 | 34523.962 | 1 | 1 | 5057.994 | 1 | 1 | 1 | 5284.2722 | 0 |  | 62119.0752 | 16
5819 | 1282.277 | 37519.379 | 1 | 1 | 4551.908 | 1 | 1 | 1 | 14014.1705 | 0 |  | 62990.3378 | 15
5820 | 1293.781 | 37037.13 | 1 | 1 | 4887.686 | 1 | 1 | 1 | 27433.988 | 0 |  | 62689.8842 | 19
5821 | 7140.088 | 36521.255 | 1 | 1 | 4940.969 | 1 | 1 | 1 | 29687.4955 | 0 |  | 61268.8658 | 14
5822 | 2182.443 | 36640.024 | 1 | 1 | 3932.533 | 1 | 1 | 1 | 427.1627 | 0 |  | 60906.6859 | 14
5823 | 1358.087 | 37741.615 | 1 | 1 | 3148.607 | 1 | 1 | 1 | 12517.282 | 0 |  | 64401.6662 | 13
5824 | 1310.089 | 36843.904 | 1 | 1 | 2477.22 | 1 | 1 | 1 |  | #REF! |  | 64104.4489 | 11
5825 | 1407.344 | 36691.417 | 1 | 1 | 3148.659 | 1 | 1 | 1 |  | #REF! |  | 64554.113 | 10
5826 | 2157.244 | 35861.567 | 1 | 1 | 4044.816 | 1 | 1 | 1 |  | #REF! |  | 64716.3179 | 10
5827 | 6972.866 | 34692.128 | 1 | 1 | 5613.584 | 1 | 1 | 1 |  | #REF! |  | 63894.2476 | 13
5828 | 8215.683 | 35113.042 | 1 | 1 | 4437.792 | 1 | 1 | 1 |  | #REF! |  | 64195.1687 | 12
5829 | 1817.907 | 16422.687 | 1 | 1 | 2478.857 | 1 | 1 | 1 |  | #REF! |  | 63373.746 | 15
5830 | 1762.222 | 15768.747 | 1 | 1 | 2423.17 | 1 | 1 | 1 |  | #REF! |  | 62350.6083 | 17
5831 | 1762.222 | 15292.979 | 1 | 1 | 1975.958 | 1 | 1 | 1 |  | #REF! |  | 60188.0172 | 13
5832 | 1032.624 | 15283.135 | 1 | 1 | 1195.162 | 1 | 1 | 1 |  | #REF! |  | 58157.3063 | 14
5833 | 1032.624 | 15254.631 | 1 | 1 | 706.191 | 1 | 1 | 1 |  | #REF! |  | 57041.1717 | 18
5834 | 1032.624 | 15187.613 | 1 | 1 | 527.151 | 1 | 1 | 1 |  | #REF! |  | 54198.0683 | 18
5835 | 1032.624 | 15187.613 | 1 | 1 | 411.51 | 1 | 1 | 1 |  | #REF! |  | 53321.2362 | 18
5836 | 1032.624 | 15187.613 | 1 | 1 | 227.046 | 1 | 1 | 1 |  | #REF! |  | 53475.1464 | 18
5837 | 1032.624 | 15187.613 | 1 | 1 | 227.218 | 1 | 1 | 1 |  | #REF! |  | 54584.5288 | 18
5838 | 1762.222 | 15187.613 | 1 | 1 | 411.621 | 1 | 1 | 1 |  | #REF! |  | 55033.0223 | 18
5839 | 6139.858 | 15289.651 | 1 | 1 | 1255.383 | 1 | 1 | 1 |  | #REF! |  | 56445.1683 | 28
5840 | 1762.222 | 15633.806 | 1 | 1 | 2550.071 | 1 | 1 | 1 |  | #REF! |  | 57832.5863 | 36
5841 | 1032.624 | 16672.301 | 1 | 1 | 4032.595 | 1 | 1 | 1 |  | #REF! |  | 59658.01 | 28
5842 | 1153.24 | 17792.711 | 1 | 1 | 5330.017 | 1 | 1 | 1 | 5502.2474 | 0 |  | 61121.4344 | 27
5843 | 1213.547 | 18679.56 | 1 | 1 | 5884.304 | 1 | 1 | 1 | 26123.7437 | 0 |  | 61523.6907 | 26
5844 | 1213.547 | 18294.356 | 1 | 1 | 6190.922 | 1 | 1 | 1 | 18468.9105 | 0 |  | 62800.3488 | 27
5845 | 6200.166 | 16386.615 | 1 | 1 | 5321.335 | 1 | 1 | 1 | 28031.5488 | 0 |  | 61462.8284 | 27
5846 | 1762.222 | 16203.155 | 1 | 1 | 4580.071 | 1 | 1 | 1 | 23821.7239 | 0 |  | 61189.3221 | 24
5847 | 1032.624 | 16973.565 | 1 | 1 | 3591.805 | 1 | 1 | 1 | 19274.6115 | 0 |  | 64252.5532 | 25
5848 | 1032.624 | 16588.361 | 1 | 1 | 3159.539 | 1 | 1 | 1 |  | #REF! |  | 64391.5002 | 25
5849 | 1032.624 | 16203.155 | 1 | 1 | 1803.92 | 1 | 1 | 1 |  | #REF! |  | 65124.504 | 21
5850 | 1762.222 | 15499.763 | 1 | 1 | 3408.182 | 1 | 1 | 1 |  | #REF! |  | 64899.2072 | 25
5851 | 6139.858 | 15423.694 | 1 | 1 | 4458.036 | 1 | 1 | 1 |  | #REF! |  | 63380.7318 | 23
5852 | 7599.07 | 16701.288 | 1 | 1 | 4829.843 | 1 | 1 | 1 |  | #REF! |  | 63217.3103 | 29
5853 | 1762.222 | 16153.052 | 1 | 1 | 2484.912 | 1 | 1 | 1 |  | #REF! |  | 62734.1895 | 25
5854 | 1762.222 | 15703.842 | 1 | 1 | 2300.566 | 1 | 1 | 1 |  | #REF! |  | 60153.069 | 28
5855 | 1762.222 | 15254.631 | 1 | 1 | 2116.337 | 1 | 1 | 1 |  | #REF! |  | 58643.2089 | 29
5856 | 1032.624 | 15254.631 | 1 | 1 | 1193.179 | 1 | 1 | 1 |  | #REF! |  | 57516.6667 | 32
5857 | 1032.624 | 15254.631 | 1 | 1 | 553.746 | 1 | 1 | 1 |  | #REF! |  | 55528.6621 | 30
5858 | 1032.624 | 15187.613 | 1 | 1 | 315.41 | 1 | 1 | 1 |  | #REF! |  | 54067.8103 | 27
5859 | 1032.624 | 15187.613 | 1 | 1 | 248.301 | 1 | 1 | 1 |  | #REF! |  | 53239.0015 | 28
5860 | 1032.624 | 15187.613 | 1 | 1 | 249.533 | 1 | 1 | 1 |  | #REF! |  | 52425.4792 | 27
5861 | 1032.624 | 15187.613 | 1 | 1 | 231.453 | 1 | 1 | 1 |  | #REF! |  | 51596.0809 | 25
5862 | 1762.222 | 15187.613 | 1 | 1 | 2504.31 | 1 | 1 | 1 |  | #REF! |  | 52308.5238 | 26
5863 | 6139.858 | 15289.651 | 1 | 1 | 6564.976 | 1 | 1 | 1 |  | #REF! |  | 53172.2167 | 27
5864 | 1762.222 | 44264.066 | 1 | 1 | 5317.295 | 1 | 1 | 1 |  | #REF! |  | 54890.299 | 32
5865 | 1032.624 | 75099.324 | 1 | 1 | 4397.229 | 1 | 1 | 1 |  | #REF! |  | 55352.3439 | 34
5866 | 1153.24 | 94523.216 | 1 | 1 | 3347.85 | 1 | 1 | 1 |  | #REF! |  | 55519.0988 | 35
5867 | 1213.547 | 113679.436 | 1 | 1 | 2953.763 | 1 | 1 | 1 | 7655.3554 | 0 |  | 56481.7224 | 36
5868 | 1213.547 | 95003.687 | 1 | 1 | 2756.194 | 1 | 1 | 1 |  | #REF! |  | 57060.5547 | 33
5869 | 6200.166 | 49752.602 | 1 | 1 | 4124.168 | 1 | 1 | 1 |  | #REF! |  | 56761.527 | 32
5870 | 1762.222 | 74636.356 | 1 | 1 | 3666.87 | 1 | 1 | 1 | 3027.5335 | 0 |  | 56289.409 | 29
5871 | 1032.624 | 111971.89 | 1 | 1 | 2101.276 | 1 | 1 | 1 |  | #REF! |  | 58140.6985 | 31
5872 | 1032.624 | 93311.283 | 1 | 1 | 1840.89 | 1 | 1 | 1 |  | #REF! |  | 57762.6186 | 30
5873 | 1032.624 | 81383.482 | 1 | 1 | 2101.936 | 1 | 1 | 1 |  | #REF! |  | 57595.5795 | 28
5874 | 1762.222 | 44124.038 | 1 | 1 | 3668.792 | 1 | 1 | 1 |  | #REF! |  | 56675.8286 | 30
5875 | 6139.858 | 28117.547 | 1 | 1 | 5172.733 | 1 | 1 | 1 |  | #REF! |  | 56235.5702 | 28
5876 | 7599.07 | 29386.872 | 1 | 1 | 5238.837 | 1 | 1 | 1 |  | #REF! |  | 57293.5898 | 29
5877 | 1762.222 | 16153.052 | 1 | 1 | 4064.889 | 1 | 1 | 1 |  | #REF! |  | 56997.4284 | 32
5878 | 1762.222 | 15703.842 | 1 | 1 | 2954.745 | 1 | 1 | 1 |  | #REF! |  | 55264.8348 | 32
5879 | 1762.222 | 15254.631 | 1 | 1 | 1650.046 | 1 | 1 | 1 |  | #REF! |  | 54884.5437 | 34
5880 | 1032.624 | 15254.631 | 1 | 1 | 1260.305 | 1 | 1 | 1 |  | #REF! |  | 53364.919 | 33
5881 | 1032.624 | 15254.631 | 1 | 1 | 553.719 | 1 | 1 | 1 |  | #REF! |  | 51945.7581 | 32
5882 | 1032.624 | 15187.613 | 1 | 1 | 314.769 | 1 | 1 | 1 |  | #REF! |  | 49032.04 | 26
5883 | 1032.624 | 15187.613 | 1 | 1 | 245.382 | 1 | 1 | 1 |  | #REF! |  | 48669.7204 | 30
5884 | 1032.624 | 15187.613 | 1 | 1 | 245.594 | 1 | 1 | 1 |  | #REF! |  | 47980.835 | 30
5885 | 1032.624 | 15187.613 | 1 | 1 | 228.559 | 1 | 1 | 1 |  | #REF! |  | 47860.4697 | 26
5886 | 1762.222 | 15187.613 | 1 | 1 | 2499.962 | 1 | 1 | 1 |  | #REF! |  | 48976.1781 | 26
5887 | 6139.858 | 15289.651 | 1 | 1 | 6554.834 | 1 | 1 | 1 |  | #REF! |  | 48993.9 | 29
5888 | 1762.222 | 44254.162 | 1 | 1 | 5311.336 | 1 | 1 | 1 |  | #REF! |  | 49930.3613 | 30
5889 | 1032.624 | 75098.598 | 1 | 1 | 4394.332 | 1 | 1 | 1 |  | #REF! |  | 49410.295 | 35
5890 | 1153.24 | 94522.584 | 1 | 1 | 3346.557 | 1 | 1 | 1 | 13643.0087 | 0 |  | 49509.0638 | 37
5891 | 1213.547 | 113678.862 | 1 | 1 | 2952.791 | 1 | 1 | 1 | 27391.2863 | 0 |  | 50058.8574 | 33
5892 | 1213.547 | 95003.177 | 1 | 1 | 2755.628 | 1 | 1 | 1 | 23174.8346 | 0 |  | 51154.8327 | 39
5893 | 6200.166 | 49752.366 | 1 | 1 | 4124.68 | 1 | 1 | 1 | 30756.3915 | 0 |  | 51243.7633 | 38
5894 | 1762.222 | 74636.298 | 1 | 1 | 3668.116 | 1 | 1 | 1 | 32875.2857 | 0 |  | 51671.0446 | 37
5895 | 1032.624 | 111971.846 | 1 | 1 | 2102.009 | 1 | 1 | 1 | 15982.5516 | 0 |  | 52300.2874 | 33
5896 | 1032.624 | 93311.147 | 1 | 1 | 1841.281 | 1 | 1 | 1 | 8588.0895 | 0 |  | 52727.9219 | 29
5897 | 1032.624 | 81383.152 | 1 | 1 | 2101.801 | 1 | 1 | 1 |  | #REF! |  | 52831.2318 | 30
5898 | 1762.222 | 44123.406 | 1 | 1 | 3667.586 | 1 | 1 | 1 |  | #REF! |  | 53094.0429 | 30
5899 | 6139.858 | 28117.076 | 1 | 1 | 5169.537 | 1 | 1 | 1 |  | #REF! |  | 54579.5936 | 32
5900 | 7599.07 | 29386.51 | 1 | 1 | 5235.677 | 1 | 1 | 1 |  | #REF! |  | 55824.2192 | 37
5901 | 1762.222 | 16153.052 | 1 | 1 | 4062.572 | 1 | 1 | 1 |  | #REF! |  | 56116.1758 | 35
5902 | 1762.222 | 15703.842 | 1 | 1 | 2953.17 | 1 | 1 | 1 |  | #REF! |  | 55175.8433 | 33
5903 | 1762.222 | 15254.631 | 1 | 1 | 1649.066 | 1 | 1 | 1 |  | #REF! |  | 53764.6398 | 31
5904 | 1032.624 | 15254.631 | 1 | 1 | 1259.517 | 1 | 1 | 1 |  | #REF! |  | 51954.3202 | 29
5905 | 1032.624 | 15254.631 | 1 | 1 | 553.446 | 1 | 1 | 1 |  | #REF! |  | 49762.6483 | 31
5906 | 1032.624 | 15187.613 | 1 | 1 | 314.837 | 1 | 1 | 1 |  | #REF! |  | 47974.4755 | 29
5907 | 1032.624 | 15187.613 | 1 | 1 | 246.441 | 1 | 1 | 1 |  | #REF! |  | 48207.4963 | 23
5908 | 1032.624 | 15187.613 | 1 | 1 | 247.304 | 1 | 1 | 1 |  | #REF! |  | 48634.9416 | 24
5909 | 1032.624 | 15187.613 | 1 | 1 | 229.956 | 1 | 1 | 1 |  | #REF! |  | 48805.9149 | 28
5910 | 1762.222 | 15187.613 | 1 | 1 | 2502.276 | 1 | 1 | 1 |  | #REF! |  | 49814.3676 | 32
5911 | 6139.858 | 15289.651 | 1 | 1 | 6561.03 | 1 | 1 | 1 |  | #REF! |  | 50499.2662 | 38
5912 | 1762.222 | 44254.566 | 1 | 1 | 5317.142 | 1 | 1 | 1 |  | #REF! |  | 55495.8412 | 51
5913 | 1032.624 | 75099.318 | 1 | 1 | 4400.26 | 1 | 1 | 1 |  | #REF! |  | 59628.8711 | 42
5914 | 1153.24 | 94523.886 | 1 | 1 | 3352.779 | 1 | 1 | 1 |  | #REF! |  | 62544.0629 | 37
5915 | 1213.547 | 113680.12 | 1 | 1 | 2958.261 | 1 | 1 | 1 |  | #REF! |  | 63756.0237 | 41
5916 | 1213.547 | 95004.487 | 1 | 1 | 2760.896 | 1 | 1 | 1 |  | #REF! |  | 64281.459 | 38
5917 | 6200.166 | 49753.316 | 1 | 1 | 4131.145 | 1 | 1 | 1 |  | #REF! |  | 63445.2076 | 36
5918 | 1762.222 | 74637.17 | 1 | 1 | 3673.231 | 1 | 1 | 1 |  | #REF! |  | 63688.1122 | 37
5919 | 1032.624 | 111972.6 | 1 | 1 | 2104.603 | 1 | 1 | 1 |  | #REF! |  | 66788.6447 | 34
5920 | 1032.624 | 93311.678 | 1 | 1 | 1843.149 | 1 | 1 | 1 |  | #REF! |  | 67015.6788 | 35
5921 | 1032.624 | 81383.642 | 1 | 1 | 2103.685 | 1 | 1 | 1 |  | #REF! |  | 67418.6118 | 28
5922 | 1762.222 | 44123.916 | 1 | 1 | 3670.669 | 1 | 1 | 1 |  | #REF! |  | 66974.662 | 35
5923 | 6139.858 | 28117.373 | 1 | 1 | 5174.077 | 1 | 1 | 1 |  | #REF! |  | 64980.5916 | 36
5924 | 7599.07 | 29386.752 | 1 | 1 | 5240.375 | 1 | 1 | 1 |  | #REF! |  | 64962.7678 | 31
5925 | 1762.222 | 16153.052 | 1 | 1 | 4066.21 | 1 | 1 | 1 |  | #REF! |  | 63699.9249 | 37
5926 | 1762.222 | 15703.842 | 1 | 1 | 2955.842 | 1 | 1 | 1 |  | #REF! |  | 61393.5373 | 35
5927 | 1762.222 | 15254.631 | 1 | 1 | 1650.79 | 1 | 1 | 1 |  | #REF! |  | 58987.7242 | 35
5928 | 1032.624 | 15254.631 | 1 | 1 | 1260.883 | 1 | 1 | 1 |  | #REF! |  | 58469.6473 | 34
5929 | 1032.624 | 15254.631 | 1 | 1 | 554.457 | 1 | 1 | 1 |  | #REF! |  | 55909.8313 | 32
5930 | 1032.624 | 15187.613 | 1 | 1 | 315.974 | 1 | 1 | 1 |  | #REF! |  | 54442.5399 | 29
5931 | 1032.624 | 15187.613 | 1 | 1 | 249.25 | 1 | 1 | 1 |  | #REF! |  | 54379.3716 | 29
5932 | 1032.624 | 15187.613 | 1 | 1 | 249.988 | 1 | 1 | 1 |  | #REF! |  | 54140.1809 | 27
5933 | 1032.624 | 15187.613 | 1 | 1 | 231.394 | 1 | 1 | 1 |  | #REF! |  | 54669.0179 | 28
5934 | 1762.222 | 15187.613 | 1 | 1 | 2503.488 | 1 | 1 | 1 |  | #REF! |  | 55402.9731 | 27
5935 | 6139.858 | 15289.651 | 1 | 1 | 6563.281 | 1 | 1 | 1 |  | #REF! |  | 56878.4594 | 33
5936 | 1762.222 | 44254.632 | 1 | 1 | 5317.391 | 1 | 1 | 1 |  | #REF! |  | 59515.1302 | 40
5937 | 1032.624 | 75098.881 | 1 | 1 | 4397.999 | 1 | 1 | 1 |  | #REF! |  | 60712.2598 | 37
5938 | 1153.24 | 94522.712 | 1 | 1 | 3348.421 | 1 | 1 | 1 |  | #REF! |  | 63136.7589 | 33
5939 | 1213.547 | 113678.788 | 1 | 1 | 2953.685 | 1 | 1 | 1 |  | #REF! |  | 64935.7166 | 35
5940 | 1213.547 | 95002.983 | 1 | 1 | 2756.026 | 1 | 1 | 1 |  | #REF! |  | 65589.7644 | 32
5941 | 6200.166 | 49751.897 | 1 | 1 | 4123.505 | 1 | 1 | 1 |  | #REF! |  | 63496.8585 | 31
5942 | 1762.222 | 74635.599 | 1 | 1 | 3666.144 | 1 | 1 | 1 |  | #REF! |  | 63078.1635 | 36
5943 | 1032.624 | 111971.157 | 1 | 1 | 2100.829 | 1 | 1 | 1 |  | #REF! |  | 66229.869 | 35
5944 | 1032.624 | 93310.571 | 1 | 1 | 1840.396 | 1 | 1 | 1 |  | #REF! |  | 65463.8191 | 34
5945 | 1032.624 | 81382.699 | 1 | 1 | 2101.271 | 1 | 1 | 1 |  | #REF! |  | 66325.6531 | 33
5946 | 1762.222 | 44123.058 | 1 | 1 | 3667.633 | 1 | 1 | 1 |  | #REF! |  | 65842.3831 | 29
5947 | 6139.858 | 28116.966 | 1 | 1 | 5170.698 | 1 | 1 | 1 |  | #REF! |  | 64781.996 | 35
5948 | 7599.07 | 29386.411 | 1 | 1 | 5236.553 | 1 | 1 | 1 |  | #REF! |  | 64695.0085 | 30
5949 | 1762.222 | 16153.052 | 1 | 1 | 4062.998 | 1 | 1 | 1 |  | #REF! |  | 63781.1403 | 32
5950 | 1762.222 | 15703.842 | 1 | 1 | 2953.152 | 1 | 1 | 1 |  | #REF! |  | 61491.8616 | 34
5951 | 1762.222 | 15254.631 | 1 | 1 | 1648.974 | 1 | 1 | 1 |  | #REF! |  | 60129.8135 | 34
5952 | 1032.624 | 15254.631 | 1 | 1 | 1259.313 | 1 | 1 | 1 |  | #REF! |  | 58847.006 | 32
5953 | 1032.624 | 15254.631 | 1 | 1 | 553.108 | 1 | 1 | 1 |  | #REF! |  | 57522.4156 | 30
5954 | 1032.624 | 15187.613 | 1 | 1 | 314.219 | 1 | 1 | 1 |  | #REF! |  | 55533.9832 | 27
5955 | 1032.624 | 15187.613 | 1 | 1 | 244.51 | 1 | 1 | 1 |  | #REF! |  | 55217.9836 | 28
5956 | 1032.624 | 15187.613 | 1 | 1 | 244.891 | 1 | 1 | 1 |  | #REF! |  | 54527.9586 | 25
5957 | 1032.624 | 15187.613 | 1 | 1 | 228.16 | 1 | 1 | 1 |  | #REF! |  | 55258.2808 | 25
5958 | 1762.222 | 15187.613 | 1 | 1 | 2499.579 | 1 | 1 | 1 |  | #REF! |  | 55908.0362 | 27
5959 | 6139.858 | 15289.651 | 1 | 1 | 6553.948 | 1 | 1 | 1 |  | #REF! |  | 57332.3417 | 32
5960 | 1762.222 | 44253.557 | 1 | 1 | 5309.788 | 1 | 1 | 1 |  | #REF! |  | 59184.3861 | 37
5961 | 1032.624 | 75097.913 | 1 | 1 | 4392.488 | 1 | 1 | 1 |  | #REF! |  | 60342.2988 | 27
5962 | 1153.24 | 94521.689 | 1 | 1 | 3344.685 | 1 | 1 | 1 |  | #REF! |  | 63932.2383 | 25
5963 | 1213.547 | 113677.874 | 1 | 1 | 2950.704 | 1 | 1 | 1 |  | #REF! |  | 65689.4481 | 18
5964 | 1213.547 | 95002.08 | 1 | 1 | 2753.411 | 1 | 1 | 1 |  | #REF! |  | 66535.6892 | 21
5965 | 6200.166 | 49751.249 | 1 | 1 | 4120.662 | 1 | 1 | 1 |  | #REF! |  | 64864.9691 | 24
5966 | 1762.222 | 74634.986 | 1 | 1 | 3663.98 | 1 | 1 | 1 |  | #REF! |  | 64286.8529 | 25
5967 | 1032.624 | 111970.705 | 1 | 1 | 2099.953 | 1 | 1 | 1 |  | #REF! |  | 67244.6545 | 20
5968 | 1032.624 | 93310.251 | 1 | 1 | 1839.856 | 1 | 1 | 1 |  | #REF! |  | 66508.2798 | 26
5969 | 1032.624 | 81382.42 | 1 | 1 | 2100.813 | 1 | 1 | 1 |  | #REF! |  | 66096.4415 | 22
5970 | 1762.222 | 44122.709 | 1 | 1 | 3666.781 | 1 | 1 | 1 |  | #REF! |  | 65440.916 | 23
5971 | 6139.858 | 28116.68 | 1 | 1 | 5168.612 | 1 | 1 | 1 |  | #REF! |  | 63787.7505 | 23
5972 | 7599.07 | 29386.153 | 1 | 1 | 5233.875 | 1 | 1 | 1 |  | #REF! |  | 63480.484 | 26
5973 | 1762.222 | 16153.052 | 1 | 1 | 4060.313 | 1 | 1 | 1 |  | #REF! |  | 62039.3261 | 28
5974 | 1762.222 | 15703.842 | 1 | 1 | 2950.808 | 1 | 1 | 1 |  | #REF! |  | 61177.3932 | 28
5975 | 1762.222 | 15254.631 | 1 | 1 | 1647.143 | 1 | 1 | 1 |  | #REF! |  | 59937.5487 | 26
5976 | 1032.624 | 15254.631 | 1 | 1 | 1257.518 | 1 | 1 | 1 |  | #REF! |  | 58846.2309 | 21
5977 | 1032.624 | 15254.631 | 1 | 1 | 533.586 | 1 | 1 | 1 |  | #REF! |  | 57180.0523 | 23
5978 | 1032.624 | 15187.613 | 1 | 1 | 587.363 | 1 | 1 | 1 |  | #REF! |  | 55129.1863 | 16
5979 | 1032.624 | 15187.613 | 1 | 1 | 377.247 | 1 | 1 | 1 |  | #REF! |  | 54810.5269 | 17
5980 | 1032.624 | 15187.613 | 1 | 1 | 219.759 | 1 | 1 | 1 |  | #REF! |  | 54473.7 | 17
5981 | 1032.624 | 15187.613 | 1 | 1 | 219.865 | 1 | 1 | 1 |  | #REF! |  | 54239.5002 | 16
5982 | 1762.222 | 15187.613 | 1 | 1 | 696.107 | 1 | 1 | 1 |  | #REF! |  | 54854.7511 | 16
5983 | 6139.858 | 15289.651 | 1 | 1 | 1860.792 | 1 | 1 | 1 |  | #REF! |  | 56650.5559 | 25
5984 | 1762.222 | 28312.917 | 1 | 1 | 3146.124 | 1 | 1 | 1 |  | #REF! |  | 58263.5618 | 36
5985 | 1032.624 | 29357.376 | 1 | 1 | 5103.507 | 1 | 1 | 1 |  | #REF! |  | 60049.2352 | 29
5986 | 1153.24 | 30477.636 | 1 | 1 | 5045.719 | 1 | 1 | 1 |  | #REF! |  | 63145.7461 | 23
5987 | 1213.547 | 31364.365 | 1 | 1 | 4541.031 | 1 | 1 | 1 |  | #REF! |  | 63555.7979 | 24
5988 | 1213.547 | 30987.138 | 1 | 1 | 4875.276 | 1 | 1 | 1 |  | #REF! |  | 64812.9387 | 22
5989 | 6200.166 | 29079.283 | 1 | 1 | 4928.726 | 1 | 1 | 1 |  | #REF! |  | 62635.1734 | 22
5990 | 1762.222 | 28895.713 | 1 | 1 | 3923.046 | 1 | 1 | 1 |  | #REF! |  | 62855.0673 | 23
5991 | 1032.624 | 29658.024 | 1 | 1 | 3140.752 | 1 | 1 | 1 |  | #REF! |  | 65711.4321 | 30
5992 | 1032.624 | 29272.786 | 1 | 1 | 2470.642 | 1 | 1 | 1 |  | #REF! |  | 65614.8784 | 34
5993 | 1032.624 | 28895.617 | 1 | 1 | 3140.955 | 1 | 1 | 1 |  | #REF! |  | 66232.8145 | 35
5994 | 1762.222 | 28209.128 | 1 | 1 | 4035.289 | 1 | 1 | 1 |  | #REF! |  | 65614.6968 | 29
5995 | 6139.858 | 28116.292 | 1 | 1 | 5600.431 | 1 | 1 | 1 |  | #REF! |  | 64668.2939 | 30
5996 | 7599.07 | 29385.847 | 1 | 1 | 4426.468 | 1 | 1 | 1 |  | #REF! |  | 65306.6839 | 35
5997 | 1762.222 | 16153.052 | 1 | 1 | 2472.219 | 1 | 1 | 1 |  | #REF! |  | 63584.1769 | 36
5998 | 1762.222 | 15703.842 | 1 | 1 | 2416.676 | 1 | 1 | 1 |  | #REF! |  | 61224.6707 | 34
5999 | 1762.222 | 15254.631 | 1 | 1 | 1970.515 | 1 | 1 | 1 |  | #REF! |  | 58788.5328 | 31
6000 | 1032.624 | 15254.631 | 1 | 1 | 1191.2 | 1 | 1 | 1 |  | #REF! |  | 57724.2288 | 28
6001 | 1032.624 | 15254.631 | 1 | 1 | 702.986 | 1 | 1 | 1 |  | #REF! |  | 56440.4887 | 25
6002 | 1032.624 | 15187.613 | 1 | 1 | 524.061 | 1 | 1 | 1 |  | #REF! |  | 54625.4918 | 26
6003 | 1032.624 | 15187.613 | 1 | 1 | 408.31 | 1 | 1 | 1 |  | #REF! |  | 54506.8604 | 26
6004 | 1032.624 | 15187.613 | 1 | 1 | 220.843 | 1 | 1 | 1 |  | #REF! |  | 54819.8185 | 24
6005 | 1032.624 | 15187.613 | 1 | 1 | 221.02 | 1 | 1 | 1 |  | #REF! |  | 54744.917 | 24
6006 | 1762.222 | 15187.613 | 1 | 1 | 408.509 | 1 | 1 | 1 |  | #REF! |  | 55409.1843 | 30
6007 | 6139.858 | 15289.651 | 1 | 1 | 1251.979 | 1 | 1 | 1 |  | #REF! |  | 56218.1335 | 32
6008 | 1762.222 | 15633.806 | 1 | 1 | 2545.405 | 1 | 1 | 1 |  | #REF! |  | 58581.4986 | 46
6009 | 1032.624 | 16672.301 | 1 | 1 | 4026.662 | 1 | 1 | 1 |  | #REF! |  | 60274.3177 | 39
6010 | 1153.24 | 17792.711 | 1 | 1 | 5322.456 | 1 | 1 | 1 |  | #REF! |  | 63341.6375 | 36
6011 | 1213.547 | 18679.56 | 1 | 1 | 5876.943 | 1 | 1 | 1 | 6175.3478 | 0 |  | 64873.6151 | 31
6012 | 1213.547 | 18294.356 | 1 | 1 | 6184.379 | 1 | 1 | 1 | 11053.6109 | 0 |  | 65714.0669 | 31
6013 | 6200.166 | 16386.615 | 1 | 1 | 5316.945 | 1 | 1 | 1 | 3267.4555 | 0 |  | 64273.8184 | 36
6014 | 1762.222 | 16203.155 | 1 | 1 | 4577.003 | 1 | 1 | 1 | 15971.6824 | 0 |  | 64733.8702 | 37
6015 | 1032.624 | 16973.565 | 1 | 1 | 3589.721 | 1 | 1 | 1 | 4364.6287 | 0 |  | 67354.3421 | 36
6016 | 1032.624 | 16588.361 | 1 | 1 | 3157.917 | 1 | 1 | 1 |  | #REF! |  | 67415.1158 | 35
6017 | 1032.624 | 16203.155 | 1 | 1 | 1802.948 | 1 | 1 | 1 |  | #REF! |  | 67954.2588 | 26
6018 | 1762.222 | 15499.763 | 1 | 1 | 3405.183 | 1 | 1 | 1 |  | #REF! |  | 67427.8876 | 29
6019 | 6139.858 | 15423.694 | 1 | 1 | 4453.815 | 1 | 1 | 1 |  | #REF! |  | 64992.597 | 30
6020 | 7599.07 | 16701.288 | 1 | 1 | 4825.02 | 1 | 1 | 1 |  | #REF! |  | 65711.6895 | 29
6021 | 1762.222 | 16153.052 | 1 | 1 | 2481.916 | 1 | 1 | 1 |  | #REF! |  | 64034.4963 | 30
6022 | 1762.222 | 15703.842 | 1 | 1 | 2297.429 | 1 | 1 | 1 |  | #REF! |  | 62051.0112 | 29
6023 | 1762.222 | 15254.631 | 1 | 1 | 2113.156 | 1 | 1 | 1 |  | #REF! |  | 60248.5045 | 31
6024 | 1032.624 | 15254.631 | 1 | 1 | 1190.84 | 1 | 1 | 1 |  | #REF! |  | 59039.4719 | 30
6025 | 1032.624 | 15254.631 | 1 | 1 | 551.628 | 1 | 1 | 1 |  | #REF! |  | 57551.8708 | 31
6026 | 1032.624 | 15187.613 | 1 | 1 | 312.248 | 1 | 1 | 1 |  | #REF! |  | 54413.5143 | 28
6027 | 1032.624 | 15187.613 | 1 | 1 | 238.605 | 1 | 1 | 1 |  | #REF! |  | 54518.3612 | 27
6028 | 1032.624 | 15187.613 | 1 | 1 | 239.71 | 1 | 1 | 1 |  | #REF! |  | 54229.047 | 24
6029 | 1032.624 | 15187.613 | 1 | 1 | 225.382 | 1 | 1 | 1 |  | #REF! |  | 54072.789 | 26
6030 | 1762.222 | 15187.613 | 1 | 1 | 2497.626 | 1 | 1 | 1 |  | #REF! |  | 54039.1278 | 27
6031 | 6139.858 | 15289.651 | 1 | 1 | 6549.879 | 1 | 1 | 1 |  | #REF! |  | 54282.9387 | 29
6032 | 1762.222 | 44261.89 | 1 | 1 | 5308.28 | 1 | 1 | 1 |  | #REF! |  | 54437.131 | 32
6033 | 1032.624 | 75098.286 | 1 | 1 | 4392.467 | 1 | 1 | 1 |  | #REF! |  | 54991.2379 | 33
6034 | 1153.24 | 94522.685 | 1 | 1 | 3346.925 | 1 | 1 | 1 |  | #REF! |  | 56681.796 | 36
6035 | 1213.547 | 113679.197 | 1 | 1 | 2953.965 | 1 | 1 | 1 | 6143.8032 | 0 |  | 58945.1163 | 37
6036 | 1213.547 | 95003.781 | 1 | 1 | 2757.771 | 1 | 1 | 1 |  | #REF! |  | 60304.9545 | 39
6037 | 6200.166 | 49752.976 | 1 | 1 | 4128.214 | 1 | 1 | 1 |  | #REF! |  | 59146.4367 | 37
6038 | 1762.222 | 74637.073 | 1 | 1 | 3671.874 | 1 | 1 | 1 |  | #REF! |  | 59254.5086 | 38
6039 | 1032.624 | 111972.954 | 1 | 1 | 2105.007 | 1 | 1 | 1 |  | #REF! |  | 60705.3267 | 34
6040 | 1032.624 | 93312.294 | 1 | 1 | 1844.345 | 1 | 1 | 1 |  | #REF! |  | 60425.5194 | 32
6041 | 1032.624 | 81384.377 | 1 | 1 | 2105.321 | 1 | 1 | 1 |  | #REF! |  | 60330.2819 | 30
6042 | 1762.222 | 44124.601 | 1 | 1 | 3672.966 | 1 | 1 | 1 |  | #REF! |  | 59225.6523 | 28
6043 | 6139.858 | 28117.922 | 1 | 1 | 5179.171 | 1 | 1 | 1 |  | #REF! |  | 58554.4608 | 30
6044 | 7599.07 | 29386.959 | 1 | 1 | 5242.057 | 1 | 1 | 1 |  | #REF! |  | 59983.5497 | 30
6045 | 1762.222 | 16153.052 | 1 | 1 | 4067.002 | 1 | 1 | 1 |  | #REF! |  | 59678.8856 | 28
6046 | 1762.222 | 15703.842 | 1 | 1 | 2956.107 | 1 | 1 | 1 |  | #REF! |  | 58118.8912 | 26
6047 | 1762.222 | 15254.631 | 1 | 1 | 1650.743 | 1 | 1 | 1 |  | #REF! |  | 57428.7515 | 30
6048 | 1032.624 | 15254.631 | 1 | 1 | 1261.194 | 1 | 1 | 1 |  | #REF! |  | 55451.2534 | 31
6049 | 1032.624 | 15254.631 | 1 | 1 | 554.021 | 1 | 1 | 1 |  | #REF! |  | 53726.96 | 31
6050 | 1032.624 | 15187.613 | 1 | 1 | 315.091 | 1 | 1 | 1 |  | #REF! |  | 51094.373 | 27
6051 | 1032.624 | 15187.613 | 1 | 1 | 245.884 | 1 | 1 | 1 |  | #REF! |  | 51030.8814 | 26
6052 | 1032.624 | 15187.613 | 1 | 1 | 246.288 | 1 | 1 | 1 |  | #REF! |  | 50423.6058 | 26
6053 | 1032.624 | 15187.613 | 1 | 1 | 229.11 | 1 | 1 | 1 |  | #REF! |  | 50091.8967 | 25
6054 | 1762.222 | 15187.613 | 1 | 1 | 2501.044 | 1 | 1 | 1 |  | #REF! |  | 50439.9205 | 26
6055 | 6139.858 | 15289.651 | 1 | 1 | 6558.079 | 1 | 1 | 1 |  | #REF! |  | 50530.3763 | 25
6056 | 1762.222 | 44254.485 | 1 | 1 | 5314.115 | 1 | 1 | 1 |  | #REF! |  | 50996.9984 | 30
6057 | 1032.624 | 75098.912 | 1 | 1 | 4397.055 | 1 | 1 | 1 |  | #REF! |  | 50703.4168 | 32
6058 | 1153.24 | 94523.157 | 1 | 1 | 3349.424 | 1 | 1 | 1 |  | #REF! |  | 52176.8783 | 35
6059 | 1213.547 | 113679.747 | 1 | 1 | 2956.489 | 1 | 1 | 1 |  | #REF! |  | 52864.7106 | 35
6060 | 1213.547 | 95004.295 | 1 | 1 | 2759.928 | 1 | 1 | 1 |  | #REF! |  | 53747.0705 | 34
6061 | 6200.166 | 49753.371 | 1 | 1 | 4130.991 | 1 | 1 | 1 |  | #REF! |  | 53552.0977 | 32
6062 | 1762.222 | 74637.399 | 1 | 1 | 3673.949 | 1 | 1 | 1 |  | #REF! |  | 54724.7679 | 32
6063 | 1032.624 | 111973.244 | 1 | 1 | 2106.164 | 1 | 1 | 1 |  | #REF! |  | 54969.564 | 32
6064 | 1032.624 | 93312.526 | 1 | 1 | 1845.297 | 1 | 1 | 1 |  | #REF! |  | 54889.2361 | 33
6065 | 1032.624 | 81384.656 | 1 | 1 | 2106.497 | 1 | 1 | 1 |  | #REF! |  | 55421.9111 | 32
6066 | 1762.222 | 44124.911 | 1 | 1 | 3674.726 | 1 | 1 | 1 |  | #REF! |  | 55934.5322 | 34
6067 | 6139.858 | 28117.833 | 1 | 1 | 5178.622 | 1 | 1 | 1 |  | #REF! |  | 56233.071 | 37
6068 | 7599.07 | 29387.095 | 1 | 1 | 5244.687 | 1 | 1 | 1 |  | #REF! |  | 56946.9895 | 39
6069 | 1762.222 | 16153.052 | 1 | 1 | 4069.712 | 1 | 1 | 1 |  | #REF! |  | 57350.0537 | 37
6070 | 1762.222 | 15703.842 | 1 | 1 | 2958.553 | 1 | 1 | 1 |  | #REF! |  | 56024.83 | 38
6071 | 1762.222 | 15254.631 | 1 | 1 | 1652.965 | 1 | 1 | 1 |  | #REF! |  | 55311.8187 | 35
6072 | 1032.624 | 15254.631 | 1 | 1 | 1262.346 | 1 | 1 | 1 |  | #REF! |  | 53255.0876 | 31
6073 | 1032.624 | 15254.631 | 1 | 1 | 555.422 | 1 | 1 | 1 |  | #REF! |  | 51157.3604 | 31
6074 | 1032.624 | 15187.613 | 1 | 1 | 317.131 | 1 | 1 | 1 |  | #REF! |  | 50469.1096 | 25
6075 | 1032.624 | 15187.613 | 1 | 1 | 252.433 | 1 | 1 | 1 |  | #REF! |  | 50273.5552 | 26
6076 | 1032.624 | 15187.613 | 1 | 1 | 253.172 | 1 | 1 | 1 |  | #REF! |  | 49883.8471 | 24
6077 | 1032.624 | 15187.613 | 1 | 1 | 233.31 | 1 | 1 | 1 |  | #REF! |  | 49706.4121 | 24
6078 | 1762.222 | 15187.613 | 1 | 1 | 2505.667 | 1 | 1 | 1 |  | #REF! |  | 50669.4193 | 23
6079 | 6139.858 | 15289.651 | 1 | 1 | 6568.457 | 1 | 1 | 1 |  | #REF! |  | 52276.6461 | 33
6080 | 1762.222 | 44255.465 | 1 | 1 | 5323.425 | 1 | 1 | 1 |  | #REF! |  | 55781.8834 | 44
6081 | 1032.624 | 75099.791 | 1 | 1 | 4403.543 | 1 | 1 | 1 |  | #REF! |  | 57951.4911 | 33
6082 | 1153.24 | 94524.016 | 1 | 1 | 3353.589 | 1 | 1 | 1 |  | #REF! |  | 63156.6756 | 33
6083 | 1213.547 | 113680.421 | 1 | 1 | 2959.564 | 1 | 1 | 1 |  | #REF! |  | 64409.5438 | 31
6084 | 1213.547 | 95004.531 | 1 | 1 | 2761.197 | 1 | 1 | 1 |  | #REF! |  | 65636.7581 | 29
6085 | 6200.166 | 49753.228 | 1 | 1 | 4130.715 | 1 | 1 | 1 |  | #REF! |  | 63172.4568 | 28
6086 | 1762.222 | 74637.322 | 1 | 1 | 3674.127 | 1 | 1 | 1 |  | #REF! |  | 62702.3846 | 30
6087 | 1032.624 | 111973.192 | 1 | 1 | 2106.452 | 1 | 1 | 1 |  | #REF! |  | 66429.4009 | 31
6088 | 1032.624 | 93312.767 | 1 | 1 | 1846.323 | 1 | 1 | 1 |  | #REF! |  | 66066.3917 | 31
6089 | 1032.624 | 81385.099 | 1 | 1 | 2108.213 | 1 | 1 | 1 |  | #REF! |  | 66322.8907 | 28
6090 | 1762.222 | 44125.533 | 1 | 1 | 3678.136 | 1 | 1 | 1 |  | #REF! |  | 65717.4425 | 30
6091 | 6139.858 | 28118.214 | 1 | 1 | 5183.858 | 1 | 1 | 1 |  | #REF! |  | 64224.7695 | 30
6092 | 7599.07 | 29387.421 | 1 | 1 | 5250.392 | 1 | 1 | 1 |  | #REF! |  | 64657.9119 | 31
6093 | 1762.222 | 16153.052 | 1 | 1 | 4074.252 | 1 | 1 | 1 |  | #REF! |  | 63190.9219 | 32
6094 | 1762.222 | 15703.842 | 1 | 1 | 2961.998 | 1 | 1 | 1 |  | #REF! |  | 60541.0622 | 37
6095 | 1762.222 | 15254.631 | 1 | 1 | 1654.82 | 1 | 1 | 1 |  | #REF! |  | 59968.0025 | 31
6096 | 1032.624 | 15254.631 | 1 | 1 | 1264.306 | 1 | 1 | 1 |  | #REF! |  | 58081.1466 | 32
6097 | 1032.624 | 15254.631 | 1 | 1 | 557.266 | 1 | 1 | 1 |  | #REF! |  | 56642.4321 | 26
6098 | 1032.624 | 15187.613 | 1 | 1 | 319.587 | 1 | 1 | 1 |  | #REF! |  | 54547.0198 | 25
6099 | 1032.624 | 15187.613 | 1 | 1 | 259.629 | 1 | 1 | 1 |  | #REF! |  | 54323.8315 | 24
6100 | 1032.624 | 15187.613 | 1 | 1 | 260.791 | 1 | 1 | 1 |  | #REF! |  | 54225.9141 | 25
6101 | 1032.624 | 15187.613 | 1 | 1 | 237.886 | 1 | 1 | 1 |  | #REF! |  | 54029.7126 | 24
6102 | 1762.222 | 15187.613 | 1 | 1 | 2510.976 | 1 | 1 | 1 |  | #REF! |  | 54652.3892 | 22
6103 | 6139.858 | 15289.651 | 1 | 1 | 6581.631 | 1 | 1 | 1 |  | #REF! |  | 56592.9772 | 33
6104 | 1762.222 | 44256.412 | 1 | 1 | 5331.557 | 1 | 1 | 1 |  | #REF! |  | 59068.3838 | 43
6105 | 1032.624 | 75100.642 | 1 | 1 | 4409.556 | 1 | 1 | 1 |  | #REF! |  | 60314.7328 | 35
6106 | 1153.24 | 94524.889 | 1 | 1 | 3357.638 | 1 | 1 | 1 |  | #REF! |  | 63343.1347 | 33
6107 | 1213.547 | 113681.131 | 1 | 1 | 2962.575 | 1 | 1 | 1 | 10236.2469 | 0 |  | 64648.1384 | 32
6108 | 1213.547 | 95005.384 | 1 | 1 | 2764.533 | 1 | 1 | 1 | 16282.798 | 0 |  | 65266.2274 | 34
6109 | 6200.166 | 49754.114 | 1 | 1 | 4136.398 | 1 | 1 | 1 | 13215.9623 | 0 |  | 63571.2676 | 34
6110 | 1762.222 | 74638.042 | 1 | 1 | 3678.069 | 1 | 1 | 1 | 19829.2963 | 0 |  | 64027.8162 | 34
6111 | 1032.624 | 111973.824 | 1 | 1 | 2108.499 | 1 | 1 | 1 | 5278.3708 | 0 |  | 66790.9469 | 34
6112 | 1032.624 | 93313.028 | 1 | 1 | 1847.367 | 1 | 1 | 1 |  | #REF! |  | 66410.5053 | 30
6113 | 1032.624 | 81385.29 | 1 | 1 | 2109.143 | 1 | 1 | 1 |  | #REF! |  | 67281.3951 | 34
6114 | 1762.222 | 44125.964 | 1 | 1 | 3680.438 | 1 | 1 | 1 |  | #REF! |  | 66238.6318 | 30
6115 | 6139.858 | 28118.604 | 1 | 1 | 5189.107 | 1 | 1 | 1 |  | #REF! |  | 64792.9971 | 33
6116 | 7599.07 | 29387.739 | 1 | 1 | 5255.783 | 1 | 1 | 1 |  | #REF! |  | 65493.3416 | 32
6117 | 1762.222 | 16153.052 | 1 | 1 | 4078.717 | 1 | 1 | 1 |  | #REF! |  | 63585.9344 | 30
6118 | 1762.222 | 15703.842 | 1 | 1 | 2965.4 | 1 | 1 | 1 |  | #REF! |  | 60983.3248 | 31
6119 | 1762.222 | 15254.631 | 1 | 1 | 1656.92 | 1 | 1 | 1 |  | #REF! |  | 59845.5393 | 32
6120 | 1032.624 | 15254.631 | 1 | 1 | 1266.155 | 1 | 1 | 1 |  | #REF! |  | 57806.1369 | 31
6121 | 1032.624 | 15254.631 | 1 | 1 | 558.382 | 1 | 1 | 1 |  | #REF! |  | 55202.4986 | 25
6122 | 1032.624 | 15187.613 | 1 | 1 | 320.511 | 1 | 1 | 1 |  | #REF! |  | 53713.2121 | 30
6123 | 1032.624 | 15187.613 | 1 | 1 | 261.435 | 1 | 1 | 1 |  | #REF! |  | 53538.7145 | 30
6124 | 1032.624 | 15187.613 | 1 | 1 | 261.699 | 1 | 1 | 1 |  | #REF! |  | 53754.6216 | 23
6125 | 1032.624 | 15187.613 | 1 | 1 | 237.664 | 1 | 1 | 1 |  | #REF! |  | 53656.1461 | 25
6126 | 1762.222 | 15187.613 | 1 | 1 | 2509.129 | 1 | 1 | 1 |  | #REF! |  | 54616.7023 | 24
6127 | 6139.858 | 15289.651 | 1 | 1 | 6576.989 | 1 | 1 | 1 |  | #REF! |  | 56158.0183 | 35
6128 | 1762.222 | 44256.108 | 1 | 1 | 5329.096 | 1 | 1 | 1 |  | #REF! |  | 59082.2931 | 41
6129 | 1032.624 | 75100.286 | 1 | 1 | 4407.807 | 1 | 1 | 1 |  | #REF! |  | 60408.0947 | 35
6130 | 1153.24 | 94525.04 | 1 | 1 | 3358.67 | 1 | 1 | 1 | 9958.5819 | 0 |  | 61466.3502 | 30
6131 | 1213.547 | 113681.265 | 1 | 1 | 2963.532 | 1 | 1 | 1 | 19531.7072 | 0 |  | 61649.5361 | 31
6132 | 1213.547 | 95005.852 | 1 | 1 | 2766.496 | 1 | 1 | 1 | 33332.2888 | 0 |  | 62816.0388 | 32
6133 | 6200.166 | 49754.319 | 1 | 1 | 4138.219 | 1 | 1 | 1 | 13074.2991 | 0 |  | 60850.7429 | 29
6134 | 1762.222 | 74638.155 | 1 | 1 | 3679.154 | 1 | 1 | 1 | 37596.5508 | 0 |  | 60768.1143 | 35
6135 | 1032.624 | 111973.565 | 1 | 1 | 2108.064 | 1 | 1 | 1 | 18652.2147 | 0 |  | 64592.9888 | 32
6136 | 1032.624 | 93312.529 | 1 | 1 | 1846.191 | 1 | 1 | 1 | 3546.0686 | 0 |  | 63644.3057 | 34
6137 | 1032.624 | 81384.737 | 1 | 1 | 2107.735 | 1 | 1 | 1 |  | #REF! |  | 64787.2183 | 34
6138 | 1762.222 | 44125.07 | 1 | 1 | 3676.893 | 1 | 1 | 1 |  | #REF! |  | 65034.0827 | 30
6139 | 6139.858 | 28118.017 | 1 | 1 | 5183.007 | 1 | 1 | 1 |  | #REF! |  | 63074.5489 | 36
6140 | 7599.07 | 29387.205 | 1 | 1 | 5248.644 | 1 | 1 | 1 |  | #REF! |  | 63842.5141 | 35
6141 | 1762.222 | 16153.052 | 1 | 1 | 4072.236 | 1 | 1 | 1 |  | #REF! |  | 62540.2651 | 32
6142 | 1762.222 | 15703.842 | 1 | 1 | 2959.881 | 1 | 1 | 1 |  | #REF! |  | 61202.4374 | 39
6143 | 1762.222 | 15254.631 | 1 | 1 | 1653.083 | 1 | 1 | 1 |  | #REF! |  | 60036.9057 | 34
6144 | 1032.624 | 15254.631 | 1 | 1 | 1262.603 | 1 | 1 | 1 |  | #REF! |  | 58357.4598 | 35
6145 | 1032.624 | 15254.631 | 1 | 1 | 537.954 | 1 | 1 | 1 |  | #REF! |  | 56611.6388 | 31
6146 | 1032.624 | 15187.613 | 1 | 1 | 591.915 | 1 | 1 | 1 |  | #REF! |  | 55090.7795 | 30
6147 | 1032.624 | 15187.613 | 1 | 1 | 382.73 | 1 | 1 | 1 |  | #REF! |  | 54825.7225 | 24
6148 | 1032.624 | 15187.613 | 1 | 1 | 231.288 | 1 | 1 | 1 |  | #REF! |  | 54414.9665 | 25
6149 | 1032.624 | 15187.613 | 1 | 1 | 231.687 | 1 | 1 | 1 |  | #REF! |  | 54649.3141 | 26
6150 | 1762.222 | 15187.613 | 1 | 1 | 701.312 | 1 | 1 | 1 |  | #REF! |  | 55678.5223 | 26
6151 | 6139.858 | 15289.651 | 1 | 1 | 1869.218 | 1 | 1 | 1 |  | #REF! |  | 56784.7611 | 31
6152 | 1762.222 | 28314.297 | 1 | 1 | 3159.91 | 1 | 1 | 1 |  | #REF! |  | 57970.0243 | 39
6153 | 1032.624 | 29358.928 | 1 | 1 | 5125.675 | 1 | 1 | 1 |  | #REF! |  | 59532.4425 | 34
6154 | 1153.24 | 30479.258 | 1 | 1 | 5068.685 | 1 | 1 | 1 | 7305.4696 | 0 |  | 62278.688 | 33
6155 | 1213.547 | 31366.018 | 1 | 1 | 4562.256 | 1 | 1 | 1 | 15197.074 | 0 |  | 62974.69 | 30
6156 | 1213.547 | 30989.213 | 1 | 1 | 4897.544 | 1 | 1 | 1 | 13742.1088 | 0 |  | 63941.9223 | 35
6157 | 6200.166 | 29081.366 | 1 | 1 | 4951.224 | 1 | 1 | 1 | 25168.7184 | 0 |  | 62026.3209 | 29
6158 | 1762.222 | 28897.924 | 1 | 1 | 3942.4 | 1 | 1 | 1 | 25980.8152 | 0 |  | 62503.9772 | 37
6159 | 1032.624 | 29659.702 | 1 | 1 | 3156.151 | 1 | 1 | 1 | 5256.9941 | 0 |  | 65391.7657 | 34
6160 | 1032.624 | 29274.494 | 1 | 1 | 2483.376 | 1 | 1 | 1 |  | #REF! |  | 65177.6591 | 35
6161 | 1032.624 | 28897.787 | 1 | 1 | 3156.519 | 1 | 1 | 1 |  | #REF! |  | 65963.0728 | 35
6162 | 1762.222 | 28212.402 | 1 | 1 | 4054.708 | 1 | 1 | 1 |  | #REF! |  | 65934.7454 | 36
6163 | 6139.858 | 28118.434 | 1 | 1 | 5626.345 | 1 | 1 | 1 |  | #REF! |  | 65143.5851 | 35
6164 | 7599.07 | 29387.576 | 1 | 1 | 4448.031 | 1 | 1 | 1 |  | #REF! |  | 65783.3255 | 36
6165 | 1762.222 | 16153.052 | 1 | 1 | 2485.423 | 1 | 1 | 1 |  | #REF! |  | 64060.7858 | 37
6166 | 1762.222 | 15703.842 | 1 | 1 | 2429.977 | 1 | 1 | 1 |  | #REF! |  | 62484.0293 | 39
6167 | 1762.222 | 15254.631 | 1 | 1 | 1982.07 | 1 | 1 | 1 |  | #REF! |  | 60663.3167 | 35
6168 | 1032.624 | 15254.631 | 1 | 1 | 1199.803 | 1 | 1 | 1 |  | #REF! |  | 58353.2078 | 34
6169 | 1032.624 | 15254.631 | 1 | 1 | 710.232 | 1 | 1 | 1 |  | #REF! |  | 56537.4474 | 30
6170 | 1032.624 | 15187.613 | 1 | 1 | 531.398 | 1 | 1 | 1 |  | #REF! |  | 55320.2907 | 33
6171 | 1032.624 | 15187.613 | 1 | 1 | 416.298 | 1 | 1 | 1 |  | #REF! |  | 55132.0609 | 30
6172 | 1032.624 | 15187.613 | 1 | 1 | 236.735 | 1 | 1 | 1 |  | #REF! |  | 54738.885 | 29
6173 | 1032.624 | 15187.613 | 1 | 1 | 237.129 | 1 | 1 | 1 |  | #REF! |  | 54134.1897 | 29
6174 | 1762.222 | 15187.613 | 1 | 1 | 416.845 | 1 | 1 | 1 |  | #REF! |  | 54862.4574 | 29
6175 | 6139.858 | 15289.651 | 1 | 1 | 1261.553 | 1 | 1 | 1 |  | #REF! |  | 56324.8134 | 33
6176 | 1762.222 | 15633.806 | 1 | 1 | 2559.737 | 1 | 1 | 1 |  | #REF! |  | 59021.6972 | 40
6177 | 1032.624 | 16672.301 | 1 | 1 | 4045.522 | 1 | 1 | 1 |  | #REF! |  | 60889.3704 | 38
6178 | 1153.24 | 17792.711 | 1 | 1 | 5343.84 | 1 | 1 | 1 |  | #REF! |  | 61329.391 | 28
6179 | 1213.547 | 18679.56 | 1 | 1 | 5897.279 | 1 | 1 | 1 |  | #REF! |  | 62883.1075 | 35
6180 | 1213.547 | 18294.356 | 1 | 1 | 6202.799 | 1 | 1 | 1 |  | #REF! |  | 63138.8424 | 35
6181 | 6200.166 | 16386.615 | 1 | 1 | 5331.21 | 1 | 1 | 1 |  | #REF! |  | 60933.4739 | 33
6182 | 1762.222 | 16203.155 | 1 | 1 | 4587.996 | 1 | 1 | 1 |  | #REF! |  | 61106.8123 | 37
6183 | 1032.624 | 16973.565 | 1 | 1 | 3597.847 | 1 | 1 | 1 |  | #REF! |  | 63778.5758 | 28
6184 | 1032.624 | 16588.361 | 1 | 1 | 3165.056 | 1 | 1 | 1 |  | #REF! |  | 64009.9742 | 33
6185 | 1032.624 | 16203.155 | 1 | 1 | 1807.351 | 1 | 1 | 1 |  | #REF! |  | 64355.3038 | 26
6186 | 1762.222 | 15499.763 | 1 | 1 | 3414.411 | 1 | 1 | 1 |  | #REF! |  | 63876.9355 | 30
6187 | 6139.858 | 15423.694 | 1 | 1 | 4467.634 | 1 | 1 | 1 |  | #REF! |  | 62566.1029 | 28
6188 | 7599.07 | 16701.288 | 1 | 1 | 4839.888 | 1 | 1 | 1 |  | #REF! |  | 62572.2676 | 30
6189 | 1762.222 | 16153.052 | 1 | 1 | 2490.369 | 1 | 1 | 1 |  | #REF! |  | 61313.0367 | 30
6190 | 1762.222 | 15703.842 | 1 | 1 | 2305.61 | 1 | 1 | 1 |  | #REF! |  | 59069.7647 | 32
6191 | 1762.222 | 15254.631 | 1 | 1 | 2120.889 | 1 | 1 | 1 |  | #REF! |  | 56474.9251 | 34
6192 | 1032.624 | 15254.631 | 1 | 1 | 1196.215 | 1 | 1 | 1 |  | #REF! |  | 55109.0095 | 34
6193 | 1032.624 | 15254.631 | 1 | 1 | 556.128 | 1 | 1 | 1 |  | #REF! |  | 53898.0931 | 31
6194 | 1032.624 | 15187.613 | 1 | 1 | 318.284 | 1 | 1 | 1 |  | #REF! |  | 52023.8531 | 30
6195 | 1032.624 | 15187.613 | 1 | 1 | 256.803 | 1 | 1 | 1 |  | #REF! |  | 52641.5615 | 28
6196 | 1032.624 | 15187.613 | 1 | 1 | 257.365 | 1 | 1 | 1 |  | #REF! |  | 51797.3537 | 27
6197 | 1032.624 | 15187.613 | 1 | 1 | 235.324 | 1 | 1 | 1 |  | #REF! |  | 52051.9361 | 27
6198 | 1762.222 | 15187.613 | 1 | 1 | 2506.562 | 1 | 1 | 1 |  | #REF! |  | 52313.3936 | 28
6199 | 6139.858 | 15289.651 | 1 | 1 | 6571.319 | 1 | 1 | 1 |  | #REF! |  | 52531.2067 | 25
6200 | 1762.222 | 44265.012 | 1 | 1 | 5324.673 | 1 | 1 | 1 |  | #REF! |  | 53410.5737 | 31
6201 | 1032.624 | 75100.311 | 1 | 1 | 4406.855 | 1 | 1 | 1 |  | #REF! |  | 54841.6561 | 30
6202 | 1153.24 | 94524.087 | 1 | 1 | 3353.815 | 1 | 1 | 1 |  | #REF! |  | 56187.6073 | 31
6203 | 1213.547 | 113680.281 | 1 | 1 | 2958.928 | 1 | 1 | 1 |  | #REF! |  | 57178.5514 | 31
6204 | 1213.547 | 95004.603 | 1 | 1 | 2761.425 | 1 | 1 | 1 |  | #REF! |  | 57894.5384 | 30
6205 | 6200.166 | 49753.865 | 1 | 1 | 4134.65 | 1 | 1 | 1 |  | #REF! |  | 56486.4369 | 30
6206 | 1762.222 | 74637.908 | 1 | 1 | 3677.08 | 1 | 1 | 1 |  | #REF! |  | 56346.5791 | 35
6207 | 1032.624 | 111974.029 | 1 | 1 | 2108.765 | 1 | 1 | 1 |  | #REF! |  | 57782.9358 | 33
6208 | 1032.624 | 93313.291 | 1 | 1 | 1847.815 | 1 | 1 | 1 |  | #REF! |  | 57792.0934 | 34
6209 | 1032.624 | 81385.601 | 1 | 1 | 2109.834 | 1 | 1 | 1 |  | #REF! |  | 57058.2914 | 33
6210 | 1762.222 | 44126.075 | 1 | 1 | 3680.642 | 1 | 1 | 1 |  | #REF! |  | 56399.8018 | 35
6211 | 6139.858 | 28118.454 | 1 | 1 | 5187.08 | 1 | 1 | 1 |  | #REF! |  | 56003.0961 | 35
6212 | 7599.07 | 29387.543 | 1 | 1 | 5252.683 | 1 | 1 | 1 |  | #REF! |  | 57530.9794 | 36
6213 | 1762.222 | 16153.052 | 1 | 1 | 4075.284 | 1 | 1 | 1 |  | #REF! |  | 57538.9449 | 35
6214 | 1762.222 | 15703.842 | 1 | 1 | 2962.165 | 1 | 1 | 1 |  | #REF! |  | 56478.2688 | 34
6215 | 1762.222 | 15254.631 | 1 | 1 | 1654.441 | 1 | 1 | 1 |  | #REF! |  | 54640.5671 | 32
6216 | 1032.624 | 15254.631 | 1 | 1 | 1263.718 | 1 | 1 | 1 |  | #REF! |  | 53396.6282 | 33
6217 | 1032.624 | 15254.631 | 1 | 1 | 556.612 | 1 | 1 | 1 |  | #REF! |  | 52364.2139 | 32
6218 | 1032.624 | 15187.613 | 1 | 1 | 318.592 | 1 | 1 | 1 |  | #REF! |  | 49132.1638 | 30
6219 | 1032.624 | 15187.613 | 1 | 1 | 257.016 | 1 | 1 | 1 |  | #REF! |  | 49155.2693 | 28
6220 | 1032.624 | 15187.613 | 1 | 1 | 257.332 | 1 | 1 | 1 |  | #REF! |  | 48588.1083 | 28
6221 | 1032.624 | 15187.613 | 1 | 1 | 235.066 | 1 | 1 | 1 |  | #REF! |  | 48943.0623 | 30
6222 | 1762.222 | 15187.613 | 1 | 1 | 2505.702 | 1 | 1 | 1 |  | #REF! |  | 49231.7887 | 28
6223 | 6139.858 | 15289.651 | 1 | 1 | 6568.85 | 1 | 1 | 1 |  | #REF! |  | 49348.8253 | 27
6224 | 1762.222 | 44255.365 | 1 | 1 | 5324.143 | 1 | 1 | 1 |  | #REF! |  | 49608.9148 | 29
6225 | 1032.624 | 75099.898 | 1 | 1 | 4405.213 | 1 | 1 | 1 |  | #REF! |  | 49409.0915 | 28
6226 | 1153.24 | 94524.341 | 1 | 1 | 3355.624 | 1 | 1 | 1 |  | #REF! |  | 50491.1826 | 30
6227 | 1213.547 | 113680.755 | 1 | 1 | 2961.399 | 1 | 1 | 1 | 13979.3505 | 0 |  | 51064.9062 | 30
6228 | 1213.547 | 95005.075 | 1 | 1 | 2763.752 | 1 | 1 | 1 | 24110.7099 | 0 |  | 51661.8785 | 29
6229 | 6200.166 | 49753.813 | 1 | 1 | 4135.337 | 1 | 1 | 1 | 3966.4578 | 0 |  | 51028.683 | 36
6230 | 1762.222 | 74637.75 | 1 | 1 | 3677.197 | 1 | 1 | 1 | 18317.7434 | 0 |  | 51988.6305 | 33
6231 | 1032.624 | 111973.426 | 1 | 1 | 2107.587 | 1 | 1 | 1 | 5780.9252 | 0 |  | 52184.2118 | 35
6232 | 1032.624 | 93312.614 | 1 | 1 | 1846.373 | 1 | 1 | 1 |  | #REF! |  | 52578.3134 | 35
6233 | 1032.624 | 81384.524 | 1 | 1 | 2107.098 | 1 | 1 | 1 |  | #REF! |  | 53019.2571 | 35
6234 | 1762.222 | 44124.86 | 1 | 1 | 3675.99 | 1 | 1 | 1 |  | #REF! |  | 53898.1811 | 37
6235 | 6139.858 | 28117.824 | 1 | 1 | 5181.012 | 1 | 1 | 1 |  | #REF! |  | 54507.3811 | 38
6236 | 7599.07 | 29387.089 | 1 | 1 | 5247.109 | 1 | 1 | 1 |  | #REF! |  | 56083.6674 | 38
6237 | 1762.222 | 16153.052 | 1 | 1 | 4071.294 | 1 | 1 | 1 |  | #REF! |  | 55741.7643 | 37
6238 | 1762.222 | 15703.842 | 1 | 1 | 2959.502 | 1 | 1 | 1 |  | #REF! |  | 55424.6245 | 36
6239 | 1762.222 | 15254.631 | 1 | 1 | 1653.048 | 1 | 1 | 1 |  | #REF! |  | 54203.9234 | 35
6240 | 1032.624 | 15254.631 | 1 | 1 | 1262.737 | 1 | 1 | 1 |  | #REF! |  | 52207.6514 | 36
6241 | 1032.624 | 15254.631 | 1 | 1 | 556.109 | 1 | 1 | 1 |  | #REF! |  | 50138.7771 | 33
6242 | 1032.624 | 15187.613 | 1 | 1 | 318.366 | 1 | 1 | 1 |  | #REF! |  | 49498.7325 | 31
6243 | 1032.624 | 15187.613 | 1 | 1 | 257.164 | 1 | 1 | 1 |  | #REF! |  | 48983.8103 | 30
6244 | 1032.624 | 15187.613 | 1 | 1 | 257.932 | 1 | 1 | 1 |  | #REF! |  | 48687.8171 | 30
6245 | 1032.624 | 15187.613 | 1 | 1 | 235.783 | 1 | 1 | 1 |  | #REF! |  | 48522.1071 | 31
6246 | 1762.222 | 15187.613 | 1 | 1 | 2507.139 | 1 | 1 | 1 |  | #REF! |  | 49950.2532 | 28
6247 | 6139.858 | 15289.651 | 1 | 1 | 6572.732 | 1 | 1 | 1 |  | #REF! |  | 50982.1238 | 36
6248 | 1762.222 | 44259.162 | 1 | 1 | 5326.066 | 1 | 1 | 1 |  | #REF! |  | 54350.9475 | 45
6249 | 1032.624 | 75099.854 | 1 | 1 | 4405.835 | 1 | 1 | 1 |  | #REF! |  | 57884.8494 | 38
6250 | 1153.24 | 94524.099 | 1 | 1 | 3355.32 | 1 | 1 | 1 | 948.9891 | 0 |  | 61582.7593 | 34
6251 | 1213.547 | 113680.49 | 1 | 1 | 2961.023 | 1 | 1 | 1 | 17359.9871 | 0 |  | 62817.2612 | 31
6252 | 1213.547 | 95004.736 | 1 | 1 | 2763.12 | 1 | 1 | 1 | 19171.867 | 0 |  | 63398.5299 | 36
6253 | 6200.166 | 49753.485 | 1 | 1 | 4134.25 | 1 | 1 | 1 | 5261.303 | 0 |  | 61999.0573 | 34
6254 | 1762.222 | 74637.466 | 1 | 1 | 3676.499 | 1 | 1 | 1 | 22489.0092 | 0 |  | 62897.5225 | 35
6255 | 1032.624 | 111973.18 | 1 | 1 | 2107.309 | 1 | 1 | 1 |  | #REF! |  | 65417.9633 | 33
6256 | 1032.624 | 93312.49 | 1 | 1 | 1846.421 | 1 | 1 | 1 |  | #REF! |  | 65289.3549 | 33
6257 | 1032.624 | 81384.612 | 1 | 1 | 2107.822 | 1 | 1 | 1 |  | #REF! |  | 66008.2775 | 31
6258 | 1762.222 | 44125.038 | 1 | 1 | 3677.582 | 1 | 1 | 1 |  | #REF! |  | 66073.6431 | 34
6259 | 6139.858 | 28117.967 | 1 | 1 | 5183.721 | 1 | 1 | 1 |  | #REF! |  | 65352.8385 | 31
6260 | 7599.07 | 29387.191 | 1 | 1 | 5249.759 | 1 | 1 | 1 |  | #REF! |  | 65755.9543 | 31
6261 | 1762.222 | 16153.052 | 1 | 1 | 4073.318 | 1 | 1 | 1 |  | #REF! |  | 64334.0239 | 36
6262 | 1762.222 | 15703.842 | 1 | 1 | 2960.981 | 1 | 1 | 1 |  | #REF! |  | 61791.2683 | 39
6263 | 1762.222 | 15254.631 | 1 | 1 | 1653.884 | 1 | 1 | 1 |  | #REF! |  | 59011.5607 | 38
6264 | 1032.624 | 15254.631 | 1 | 1 | 1263.475 | 1 | 1 | 1 |  | #REF! |  | 57898.9886 | 36
6265 | 1032.624 | 15254.631 | 1 | 1 | 556.462 | 1 | 1 | 1 |  | #REF! |  | 56314.6854 | 35
6266 | 1032.624 | 15187.613 | 1 | 1 | 318.487 | 1 | 1 | 1 |  | #REF! |  | 54771.7583 | 31
6267 | 1032.624 | 15187.613 | 1 | 1 | 256.861 | 1 | 1 | 1 |  | #REF! |  | 53689.976 | 30
6268 | 1032.624 | 15187.613 | 1 | 1 | 257.272 | 1 | 1 | 1 |  | #REF! |  | 53548.4609 | 29
6269 | 1032.624 | 15187.613 | 1 | 1 | 235.099 | 1 | 1 | 1 |  | #REF! |  | 53906.9648 | 27
6270 | 1762.222 | 15187.613 | 1 | 1 | 2506.098 | 1 | 1 | 1 |  | #REF! |  | 54574.4576 | 32
6271 | 6139.858 | 15289.651 | 1 | 1 | 6569.578 | 1 | 1 | 1 |  | #REF! |  | 56669.0345 | 33
6272 | 1762.222 | 44254.878 | 1 | 1 | 5321.341 | 1 | 1 | 1 |  | #REF! |  | 58516.7714 | 40
6273 | 1032.624 | 75098.987 | 1 | 1 | 4400.515 | 1 | 1 | 1 |  | #REF! |  | 60333.9102 | 35
6274 | 1153.24 | 94522.802 | 1 | 1 | 3350.161 | 1 | 1 | 1 |  | #REF! |  | 63902.8401 | 32
6275 | 1213.547 | 113678.888 | 1 | 1 | 2955.27 | 1 | 1 | 1 |  | #REF! |  | 65428.8074 | 30
6276 | 1213.547 | 95002.959 | 1 | 1 | 2757.206 | 1 | 1 | 1 |  | #REF! |  | 66183.856 | 33
6277 | 6200.166 | 49751.924 | 1 | 1 | 4125.61 | 1 | 1 | 1 |  | #REF! |  | 65251.5296 | 32
6278 | 1762.222 | 74635.592 | 1 | 1 | 3667.79 | 1 | 1 | 1 |  | #REF! |  | 64847.8412 | 37
6279 | 1032.624 | 111971.144 | 1 | 1 | 2101.654 | 1 | 1 | 1 |  | #REF! |  | 67054.2794 | 33
6280 | 1032.624 | 93310.5 | 1 | 1 | 1840.978 | 1 | 1 | 1 |  | #REF! |  | 66995.4507 | 35
6281 | 1032.624 | 81382.575 | 1 | 1 | 2101.891 | 1 | 1 | 1 |  | #REF! |  | 67408.3729 | 34
6282 | 1762.222 | 44122.938 | 1 | 1 | 3668.732 | 1 | 1 | 1 |  | #REF! |  | 66609.0454 | 36
6283 | 6139.858 | 28116.871 | 1 | 1 | 5172.356 | 1 | 1 | 1 |  | #REF! |  | 65866.7356 | 36
6284 | 7599.07 | 29386.344 | 1 | 1 | 5238.422 | 1 | 1 | 1 |  | #REF! |  | 65949.681 | 39
6285 | 1762.222 | 16153.052 | 1 | 1 | 4064.509 | 1 | 1 | 1 |  | #REF! |  | 64831.4642 | 40
6286 | 1762.222 | 15703.842 | 1 | 1 | 2954.467 | 1 | 1 | 1 |  | #REF! |  | 62180.0043 | 38
6287 | 1762.222 | 15254.631 | 1 | 1 | 1649.901 | 1 | 1 | 1 |  | #REF! |  | 60043.2001 | 34
6288 | 1032.624 | 15254.631 | 1 | 1 | 1260.137 | 1 | 1 | 1 |  | #REF! |  | 57934.3306 | 34
6289 | 1032.624 | 15254.631 | 1 | 1 | 553.961 | 1 | 1 | 1 |  | #REF! |  | 56046.7617 | 28
6290 | 1032.624 | 15187.613 | 1 | 1 | 315.63 | 1 | 1 | 1 |  | #REF! |  | 53942.5789 | 28
6291 | 1032.624 | 15187.613 | 1 | 1 | 249.303 | 1 | 1 | 1 |  | #REF! |  | 54226.3477 | 26
6292 | 1032.624 | 15187.613 | 1 | 1 | 249.912 | 1 | 1 | 1 |  | #REF! |  | 54170.5626 | 31
6293 | 1032.624 | 15187.613 | 1 | 1 | 231.083 | 1 | 1 | 1 |  | #REF! |  | 54007.1183 | 27
6294 | 1762.222 | 15187.613 | 1 | 1 | 2502.194 | 1 | 1 | 1 |  | #REF! |  | 54691.3744 | 29
6295 | 6139.858 | 15289.651 | 1 | 1 | 6560.697 | 1 | 1 | 1 |  | #REF! |  | 55612.9586 | 32
6296 | 1762.222 | 44253.78 | 1 | 1 | 5314.001 | 1 | 1 | 1 |  | #REF! |  | 57537.971 | 42
6297 | 1032.624 | 75097.989 | 1 | 1 | 4394.445 | 1 | 1 | 1 |  | #REF! |  | 59376.9599 | 36
6298 | 1153.24 | 94521.672 | 1 | 1 | 3345.639 | 1 | 1 | 1 |  | #REF! |  | 62495.6917 | 33
6299 | 1213.547 | 113677.874 | 1 | 1 | 2951.662 | 1 | 1 | 1 |  | #REF! |  | 63984.0157 | 32
6300 | 1213.547 | 95001.993 | 1 | 1 | 2754.107 | 1 | 1 | 1 |  | #REF! |  | 64237.2718 | 33
6301 | 6200.166 | 49751.155 | 1 | 1 | 4121.605 | 1 | 1 | 1 |  | #REF! |  | 60829.202 | 31
6302 | 1762.222 | 74634.879 | 1 | 1 | 3664.748 | 1 | 1 | 1 |  | #REF! |  | 60501.954 | 30
6303 | 1032.624 | 111970.463 | 1 | 1 | 2099.931 | 1 | 1 | 1 |  | #REF! |  | 63683.5857 | 32
6304 | 1032.624 | 93309.918 | 1 | 1 | 1839.546 | 1 | 1 | 1 |  | #REF! |  | 62531.5152 | 31
6305 | 1032.624 | 81382.017 | 1 | 1 | 2100.422 | 1 | 1 | 1 |  | #REF! |  | 63274.8341 | 33
6306 | 1762.222 | 44122.251 | 1 | 1 | 3666.109 | 1 | 1 | 1 |  | #REF! |  | 62855.1602 | 35
6307 | 6139.858 | 28116.468 | 1 | 1 | 5168.42 | 1 | 1 | 1 |  | #REF! |  | 62334.4972 | 34
6308 | 7599.07 | 29386.031 | 1 | 1 | 5234.482 | 1 | 1 | 1 |  | #REF! |  | 63660.3287 | 35
6309 | 1762.222 | 16153.052 | 1 | 1 | 4061.426 | 1 | 1 | 1 |  | #REF! |  | 62711.9128 | 36
6310 | 1762.222 | 15703.842 | 1 | 1 | 2952.144 | 1 | 1 | 1 |  | #REF! |  | 61457.355 | 37
6311 | 1762.222 | 15254.631 | 1 | 1 | 1648.369 | 1 | 1 | 1 |  | #REF! |  | 60644.6973 | 33
6312 | 1032.624 | 15254.631 | 1 | 1 | 1258.841 | 1 | 1 | 1 |  | #REF! |  | 58326.0481 | 34
6313 | 1032.624 | 15254.631 | 1 | 1 | 534.781 | 1 | 1 | 1 |  | #REF! |  | 56692.4464 | 32
6314 | 1032.624 | 15187.613 | 1 | 1 | 588.798 | 1 | 1 | 1 |  | #REF! |  | 54324.2357 | 33
6315 | 1032.624 | 15187.613 | 1 | 1 | 379.004 | 1 | 1 | 1 |  | #REF! |  | 54436.0497 | 31
6316 | 1032.624 | 15187.613 | 1 | 1 | 223.503 | 1 | 1 | 1 |  | #REF! |  | 53449.0814 | 34
6317 | 1032.624 | 15187.613 | 1 | 1 | 223.831 | 1 | 1 | 1 |  | #REF! |  | 53940.1123 | 29
6318 | 1762.222 | 15187.613 | 1 | 1 | 698.091 | 1 | 1 | 1 |  | #REF! |  | 54523.7375 | 32
6319 | 6139.858 | 15289.651 | 1 | 1 | 1864.188 | 1 | 1 | 1 |  | #REF! |  | 55540.1236 | 36
6320 | 1762.222 | 28313.314 | 1 | 1 | 3151.352 | 1 | 1 | 1 |  | #REF! |  | 57625.0678 | 35
6321 | 1032.624 | 29357.828 | 1 | 1 | 5111.796 | 1 | 1 | 1 |  | #REF! |  | 59639.6177 | 26
6322 | 1153.24 | 30478.112 | 1 | 1 | 5054.186 | 1 | 1 | 1 |  | #REF! |  | 62201.5257 | 24
6323 | 1213.547 | 31364.852 | 1 | 1 | 4548.782 | 1 | 1 | 1 | 916.2901 | 0 |  | 62883.9379 | 25
6324 | 1213.547 | 30987.787 | 1 | 1 | 4883.809 | 1 | 1 | 1 | 12425.3034 | 0 |  | 63710.6069 | 25
6325 | 6200.166 | 29079.948 | 1 | 1 | 4937.408 | 1 | 1 | 1 | 9460.9827 | 0 |  | 61590.2721 | 24
6326 | 1762.222 | 28896.407 | 1 | 1 | 3930.354 | 1 | 1 | 1 |  | #REF! |  | 61311.6182 | 26
6327 | 1032.624 | 29658.589 | 1 | 1 | 3146.941 | 1 | 1 | 1 | 11794.9585 | 0 |  | 64097.7903 | 23
6328 | 1032.624 | 29273.373 | 1 | 1 | 2475.855 | 1 | 1 | 1 |  | #REF! |  | 64426.2936 | 28
6329 | 1032.624 | 28896.372 | 1 | 1 | 3147.287 | 1 | 1 | 1 |  | #REF! |  | 64826.0261 | 27
6330 | 1762.222 | 28210.295 | 1 | 1 | 4043.282 | 1 | 1 | 1 |  | #REF! |  | 64749.8843 | 26
6331 | 6139.858 | 28117.057 | 1 | 1 | 5610.987 | 1 | 1 | 1 |  | #REF! |  | 64017.7918 | 30
6332 | 7599.07 | 29386.529 | 1 | 1 | 4436.102 | 1 | 1 | 1 |  | #REF! |  | 64191.386 | 27
6333 | 1762.222 | 16153.052 | 1 | 1 | 2478.561 | 1 | 1 | 1 |  | #REF! |  | 63113.471 | 29
6334 | 1762.222 | 15703.842 | 1 | 1 | 2423.406 | 1 | 1 | 1 |  | #REF! |  | 61481.607 | 27
6335 | 1762.222 | 15254.631 | 1 | 1 | 1976.637 | 1 | 1 | 1 |  | #REF! |  | 59695.3447 | 30
6336 | 1032.624 | 15254.631 | 1 | 1 | 1195.998 | 1 | 1 | 1 |  | #REF! |  | 58312.2673 | 28
6337 | 1032.624 | 15254.631 | 1 | 1 | 707.24 | 1 | 1 | 1 |  | #REF! |  | 56763.8556 | 24
6338 | 1032.624 | 15187.613 | 1 | 1 | 528.602 | 1 | 1 | 1 |  | #REF! |  | 55520.2108 | 24
6339 | 1032.624 | 15187.613 | 1 | 1 | 413.395 | 1 | 1 | 1 |  | #REF! |  | 54956.9827 | 25
6340 | 1032.624 | 15187.613 | 1 | 1 | 230.647 | 1 | 1 | 1 |  | #REF! |  | 54315.1957 | 24
6341 | 1032.624 | 15187.613 | 1 | 1 | 231.281 | 1 | 1 | 1 |  | #REF! |  | 54787.6287 | 23
6342 | 1762.222 | 15187.613 | 1 | 1 | 414.317 | 1 | 1 | 1 |  | #REF! |  | 55615.3 | 24
6343 | 6139.858 | 15289.651 | 1 | 1 | 1259.178 | 1 | 1 | 1 |  | #REF! |  | 56708.9184 | 26
6344 | 1762.222 | 15633.806 | 1 | 1 | 2556.003 | 1 | 1 | 1 |  | #REF! |  | 58393.9733 | 34
6345 | 1032.624 | 16672.301 | 1 | 1 | 4040.224 | 1 | 1 | 1 |  | #REF! |  | 59833.8459 | 32
6346 | 1153.24 | 17792.711 | 1 | 1 | 5337.156 | 1 | 1 | 1 |  | #REF! |  | 61352.0979 | 27
6347 | 1213.547 | 18679.56 | 1 | 1 | 5890.387 | 1 | 1 | 1 | 2319.2167 | 0 |  | 62738.0429 | 26
6348 | 1213.547 | 18294.356 | 1 | 1 | 6195.859 | 1 | 1 | 1 | 8592.3114 | 0 |  | 63567.3094 | 24
6349 | 6200.166 | 16386.615 | 1 | 1 | 5325.501 | 1 | 1 | 1 |  | #REF! |  | 61658.4241 | 27
6350 | 1762.222 | 16203.155 | 1 | 1 | 4583.448 | 1 | 1 | 1 | 10535.2106 | 0 |  | 61097.1134 | 27
6351 | 1032.624 | 16973.565 | 1 | 1 | 3594.482 | 1 | 1 | 1 |  | #REF! |  | 64832.0835 | 26
6352 | 1032.624 | 16588.361 | 1 | 1 | 3162.162 | 1 | 1 | 1 |  | #REF! |  | 64885.6391 | 26
6353 | 1032.624 | 16203.155 | 1 | 1 | 1805.687 | 1 | 1 | 1 |  | #REF! |  | 64956.3754 | 23
6354 | 1762.222 | 15499.763 | 1 | 1 | 3411.546 | 1 | 1 | 1 |  | #REF! |  | 64527.001 | 28
6355 | 6139.858 | 15423.694 | 1 | 1 | 4463.836 | 1 | 1 | 1 |  | #REF! |  | 63427.6519 | 26
6356 | 7599.07 | 16701.288 | 1 | 1 | 4836.557 | 1 | 1 | 1 |  | #REF! |  | 63813.4601 | 28
6357 | 1762.222 | 16153.052 | 1 | 1 | 2489.054 | 1 | 1 | 1 |  | #REF! |  | 62134.882 | 29
6358 | 1762.222 | 15703.842 | 1 | 1 | 2304.821 | 1 | 1 | 1 |  | #REF! |  | 60902.9554 | 32
6359 | 1762.222 | 15254.631 | 1 | 1 | 2120.555 | 1 | 1 | 1 |  | #REF! |  | 60215.0037 | 29
6360 | 1032.624 | 15254.631 | 1 | 1 | 1196.273 | 1 | 1 | 1 |  | #REF! |  | 59322.0263 | 30
6361 | 1032.624 | 15254.631 | 1 | 1 | 556.102 | 1 | 1 | 1 |  | #REF! |  | 57446.0526 | 25
6362 | 1032.624 | 15187.613 | 1 | 1 | 318.154 | 1 | 1 | 1 |  | #REF! |  | 55447.4085 | 24
6363 | 1032.624 | 15187.613 | 1 | 1 | 255.551 | 1 | 1 | 1 |  | #REF! |  | 54057.1171 | 24
6364 | 1032.624 | 15187.613 | 1 | 1 | 256.838 | 1 | 1 | 1 |  | #REF! |  | 53799.0957 | 22
6365 | 1032.624 | 15363.924 | 1 | 1 | 235.826 | 1 | 1 | 1 |  | #REF! |  | 53634.7625 | 22
6366 | 1762.222 | 15494.525 | 1 | 1 | 2509.337 | 1 | 1 | 1 |  | #REF! |  | 53774.0876 | 22
6367 | 6139.858 | 15661.923 | 1 | 1 | 6578.143 | 1 | 1 | 1 |  | #REF! |  | 54402.5457 | 25
6368 | 1762.222 | 44870.319 | 1 | 1 | 5329.51 | 1 | 1 | 1 |  | #REF! |  | 55222.7047 | 28
6369 | 1032.624 | 75333.762 | 1 | 1 | 4408.469 | 1 | 1 | 1 |  | #REF! |  | 56070.3347 | 31
6370 | 1153.24 | 94534.169 | 1 | 1 | 3357.217 | 1 | 1 | 1 |  | #REF! |  | 58383.0143 | 31
6371 | 1213.547 | 113681.43 | 1 | 1 | 2962.571 | 1 | 1 | 1 |  | #REF! |  | 59340.614 | 29
6372 | 1213.547 | 95005.763 | 1 | 1 | 2764.796 | 1 | 1 | 1 |  | #REF! |  | 61021.2874 | 31
6373 | 6200.166 | 49754.505 | 1 | 1 | 4137.236 | 1 | 1 | 1 |  | #REF! |  | 58767.1311 | 25
6374 | 1762.222 | 74638.537 | 1 | 1 | 3679.05 | 1 | 1 | 1 |  | #REF! |  | 58673.5642 | 31
6375 | 1032.624 | 111974.419 | 1 | 1 | 2109.296 | 1 | 1 | 1 |  | #REF! |  | 59528.9108 | 35
6376 | 1032.624 | 93313.627 | 1 | 1 | 1848.222 | 1 | 1 | 1 |  | #REF! |  | 58481.3634 | 36
6377 | 1032.624 | 81385.895 | 1 | 1 | 2110.143 | 1 | 1 | 1 |  | #REF! |  | 58202.1679 | 36
6378 | 1762.222 | 44126.614 | 1 | 1 | 3682.091 | 1 | 1 | 1 |  | #REF! |  | 57437.3748 | 32
6379 | 6139.858 | 28118.917 | 1 | 1 | 5190.731 | 1 | 1 | 1 |  | #REF! |  | 57014.126 | 37
6380 | 7599.07 | 29387.986 | 1 | 1 | 5257.604 | 1 | 1 | 1 |  | #REF! |  | 59234.0028 | 35
6381 | 1762.222 | 16258.798 | 1 | 1 | 4080.085 | 1 | 1 | 1 |  | #REF! |  | 58959.7682 | 38
6382 | 1762.222 | 15957.545 | 1 | 1 | 2966.623 | 1 | 1 | 1 |  | #REF! |  | 57962.9408 | 35
6383 | 1762.222 | 15636.464 | 1 | 1 | 1657.816 | 1 | 1 | 1 |  | #REF! |  | 56746.8979 | 27
6384 | 1032.624 | 15754.683 | 1 | 1 | 1266.935 | 1 | 1 | 1 |  | #REF! |  | 54959.2323 | 31
6385 | 1032.624 | 15765.38 | 1 | 1 | 558.939 | 1 | 1 | 1 |  | #REF! |  | 53084.0925 | 27
6386 | 1032.624 | 15695.539 | 1 | 1 | 321.099 | 1 | 1 | 1 |  | #REF! |  | 51274.4092 | 29
6387 | 1032.624 | 15704.256 | 1 | 1 | 262.759 | 1 | 1 | 1 |  | #REF! |  | 50714.8681 | 27
6388 | 1032.624 | 15712.593 | 1 | 1 | 263.277 | 1 | 1 | 1 |  | #REF! |  | 50702.4347 | 27
6389 | 1032.624 | 15716.514 | 1 | 1 | 238.796 | 1 | 1 | 1 |  | #REF! |  | 50762.3941 | 26
6390 | 1762.222 | 15721.519 | 1 | 1 | 2510.963 | 1 | 1 | 1 |  | #REF! |  | 50393.1306 | 24
6391 | 6139.858 | 15802.082 | 1 | 1 | 6581.408 | 1 | 1 | 1 |  | #REF! |  | 50886.9661 | 29
6392 | 1762.222 | 45001.964 | 1 | 1 | 5331.659 | 1 | 1 | 1 |  | #REF! |  | 51279.6924 | 29
6393 | 1032.624 | 75295.436 | 1 | 1 | 4409.505 | 1 | 1 | 1 |  | #REF! |  | 51539.0321 | 33
6394 | 1153.24 | 94525.027 | 1 | 1 | 3357.532 | 1 | 1 | 1 |  | #REF! |  | 51243.3935 | 36
6395 | 1213.547 | 113681.229 | 1 | 1 | 2962.373 | 1 | 1 | 1 | 740.0316 | 0 |  | 51768.8293 | 38
6396 | 1213.547 | 95005.552 | 1 | 1 | 2764.573 | 1 | 1 | 1 | 16155.3668 | 0 |  | 52523.0547 | 34
6397 | 6200.166 | 49754.234 | 1 | 1 | 4136.349 | 1 | 1 | 1 | 5501.4651 | 0 |  | 51780.6741 | 34
6398 | 1762.222 | 74638.148 | 1 | 1 | 3677.918 | 1 | 1 | 1 | 11371.6106 | 0 |  | 52784.434 | 34
6399 | 1032.624 | 111973.864 | 1 | 1 | 2108.237 | 1 | 1 | 1 | 10270.3433 | 0 |  | 54025.4306 | 30
6400 | 1032.624 | 93313.066 | 1 | 1 | 1847.072 | 1 | 1 | 1 |  | #REF! |  | 53945.1156 | 32
6401 | 1032.624 | 81385.277 | 1 | 1 | 2108.731 | 1 | 1 | 1 |  | #REF! |  | 54000.7406 | 34
6402 | 1762.222 | 44125.955 | 1 | 1 | 3679.779 | 1 | 1 | 1 |  | #REF! |  | 55131.2074 | 35
6403 | 6139.858 | 28118.506 | 1 | 1 | 5187.154 | 1 | 1 | 1 |  | #REF! |  | 55701.3702 | 37
6404 | 7599.07 | 29387.545 | 1 | 1 | 5252.221 | 1 | 1 | 1 |  | #REF! |  | 56703.1362 | 40
6405 | 1762.222 | 16153.052 | 1 | 1 | 4074.48 | 1 | 1 | 1 |  | #REF! |  | 56627.6831 | 40
6406 | 1762.222 | 15703.842 | 1 | 1 | 2961.206 | 1 | 1 | 1 |  | #REF! |  | 55373.3554 | 38
6407 | 1762.222 | 15254.631 | 1 | 1 | 1653.608 | 1 | 1 | 1 |  | #REF! |  | 54722.0986 | 34
6408 | 1032.624 | 15254.631 | 1 | 1 | 1262.785 | 1 | 1 | 1 |  | #REF! |  | 52626.2352 | 39
6409 | 1032.624 | 15254.631 | 1 | 1 | 555.871 | 1 | 1 | 1 |  | #REF! |  | 50636.1822 | 33
6410 | 1032.624 | 15187.613 | 1 | 1 | 317.905 | 1 | 1 | 1 |  | #REF! |  | 49535.3302 | 28
6411 | 1032.624 | 15187.613 | 1 | 1 | 254.684 | 1 | 1 | 1 |  | #REF! |  | 49546.8796 | 31
6412 | 1032.624 | 15187.613 | 1 | 1 | 254.976 | 1 | 1 | 1 |  | #REF! |  | 49960.3353 | 28
6413 | 1032.624 | 15187.613 | 1 | 1 | 233.335 | 1 | 1 | 1 |  | #REF! |  | 50118.9049 | 28
6414 | 1762.222 | 15187.613 | 1 | 1 | 2503.112 | 1 | 1 | 1 |  | #REF! |  | 50580.353 | 31
6415 | 6139.858 | 15289.651 | 1 | 1 | 6563.522 | 1 | 1 | 1 |  | #REF! |  | 52365.3199 | 37
6416 | 1762.222 | 44254.751 | 1 | 1 | 5319.129 | 1 | 1 | 1 |  | #REF! |  | 55703.8936 | 43
6417 | 1032.624 | 75099.398 | 1 | 1 | 4401.889 | 1 | 1 | 1 |  | #REF! |  | 57894.504 | 35
6418 | 1153.24 | 94523.844 | 1 | 1 | 3353.593 | 1 | 1 | 1 |  | #REF! |  | 61868.9479 | 34
6419 | 1213.547 | 113680.538 | 1 | 1 | 2960.613 | 1 | 1 | 1 |  | #REF! |  | 63156.9659 | 35
6420 | 1213.547 | 95005.189 | 1 | 1 | 2764.098 | 1 | 1 | 1 | 6478.1758 | 0 |  | 63760.1335 | 32
6421 | 6200.166 | 49754.173 | 1 | 1 | 4137.258 | 1 | 1 | 1 |  | #REF! |  | 62098.3466 | 37
6422 | 1762.222 | 74638.358 | 1 | 1 | 3679.921 | 1 | 1 | 1 | 3279.1135 | 0 |  | 62094.5251 | 36
6423 | 1032.624 | 111974.338 | 1 | 1 | 2110.078 | 1 | 1 | 1 | 2431.9577 | 0 |  | 65789.2541 | 35
6424 | 1032.624 | 93313.846 | 1 | 1 | 1849.768 | 1 | 1 | 1 |  | #REF! |  | 66551.8519 | 35
6425 | 1032.624 | 81385.725 | 1 | 1 | 2110.551 | 1 | 1 | 1 |  | #REF! |  | 67197.5606 | 31
6426 | 1762.222 | 44126.111 | 1 | 1 | 3681.327 | 1 | 1 | 1 |  | #REF! |  | 66716.8373 | 27
6427 | 6139.858 | 28118.543 | 1 | 1 | 5188.811 | 1 | 1 | 1 |  | #REF! |  | 65572.3494 | 31
6428 | 7599.07 | 29387.612 | 1 | 1 | 5254.285 | 1 | 1 | 1 |  | #REF! |  | 65505.6346 | 32
6429 | 1762.222 | 16153.052 | 1 | 1 | 4074.052 | 1 | 1 | 1 |  | #REF! |  | 63950.499 | 36
6430 | 1762.222 | 15703.842 | 1 | 1 | 2960.744 | 1 | 1 | 1 |  | #REF! |  | 61307.6191 | 35
6431 | 1762.222 | 15254.631 | 1 | 1 | 1653.36 | 1 | 1 | 1 |  | #REF! |  | 59505.318 | 36
6432 | 1032.624 | 15254.631 | 1 | 1 | 1263.337 | 1 | 1 | 1 |  | #REF! |  | 58380.8268 | 33
6433 | 1032.624 | 15254.631 | 1 | 1 | 556.061 | 1 | 1 | 1 |  | #REF! |  | 56112.4279 | 33
6434 | 1032.624 | 15187.613 | 1 | 1 | 318.379 | 1 | 1 | 1 |  | #REF! |  | 54329.3878 | 30
6435 | 1032.624 | 15187.613 | 1 | 1 | 256.317 | 1 | 1 | 1 |  | #REF! |  | 54126.1488 | 27
6436 | 1032.624 | 15187.613 | 1 | 1 | 256.963 | 1 | 1 | 1 |  | #REF! |  | 54381.9536 | 27
6437 | 1032.624 | 15187.613 | 1 | 1 | 234.77 | 1 | 1 | 1 |  | #REF! |  | 53999.7082 | 30
6438 | 1762.222 | 15187.613 | 1 | 1 | 2505.266 | 1 | 1 | 1 |  | #REF! |  | 54758.2746 | 29
6439 | 6139.858 | 15289.651 | 1 | 1 | 6568.285 | 1 | 1 | 1 |  | #REF! |  | 56490.9268 | 35
6440 | 1762.222 | 44255.096 | 1 | 1 | 5323.049 | 1 | 1 | 1 |  | #REF! |  | 58900.1889 | 43
6441 | 1032.624 | 75099.683 | 1 | 1 | 4404.574 | 1 | 1 | 1 |  | #REF! |  | 60667.2007 | 36
6442 | 1153.24 | 94524.17 | 1 | 1 | 3355.451 | 1 | 1 | 1 |  | #REF! |  | 61975.3411 | 33
6443 | 1213.547 | 113680.838 | 1 | 1 | 2962.185 | 1 | 1 | 1 | 9881.6403 | 0 |  | 63883.6216 | 33
6444 | 1213.547 | 95005.448 | 1 | 1 | 2765.466 | 1 | 1 | 1 |  | #REF! |  | 65169.1019 | 37
6445 | 6200.166 | 49754.442 | 1 | 1 | 4139.514 | 1 | 1 | 1 | 13283.2665 | 0 |  | 63132.4306 | 35
6446 | 1762.222 | 74638.592 | 1 | 1 | 3681.686 | 1 | 1 | 1 | 7822.3305 | 0 |  | 63256.1441 | 34
6447 | 1032.624 | 111974.521 | 1 | 1 | 2110.95 | 1 | 1 | 1 |  | #REF! |  | 67035.8748 | 32
6448 | 1032.624 | 93313.683 | 1 | 1 | 1849.589 | 1 | 1 | 1 |  | #REF! |  | 67258.5844 | 34
6449 | 1032.624 | 81385.866 | 1 | 1 | 2111.388 | 1 | 1 | 1 |  | #REF! |  | 67664.3444 | 31
6450 | 1762.222 | 44126.534 | 1 | 1 | 3683.96 | 1 | 1 | 1 |  | #REF! |  | 67635.8627 | 30
6451 | 6139.858 | 28118.456 | 1 | 1 | 5188.703 | 1 | 1 | 1 |  | #REF! |  | 66389.433 | 34
6452 | 7599.07 | 29387.582 | 1 | 1 | 5254.826 | 1 | 1 | 1 |  | #REF! |  | 66135.4457 | 30
6453 | 1762.222 | 16153.052 | 1 | 1 | 4077.245 | 1 | 1 | 1 |  | #REF! |  | 65051.3554 | 33
6454 | 1762.222 | 15703.842 | 1 | 1 | 2963.95 | 1 | 1 | 1 |  | #REF! |  | 62421.6963 | 34
6455 | 1762.222 | 15254.631 | 1 | 1 | 1655.784 | 1 | 1 | 1 |  | #REF! |  | 60124.3638 | 31
6456 | 1032.624 | 15254.631 | 1 | 1 | 1265.027 | 1 | 1 | 1 |  | #REF! |  | 58096.337 | 32
6457 | 1032.624 | 15254.631 | 1 | 1 | 557.833 | 1 | 1 | 1 |  | #REF! |  | 57009.8605 | 28
6458 | 1032.624 | 15187.613 | 1 | 1 | 320.357 | 1 | 1 | 1 |  | #REF! |  | 55269.006 | 30
6459 | 1032.624 | 15203.849 | 1 | 1 | 262.418 | 1 | 1 | 1 |  | #REF! |  | 54905.8996 | 29
6460 | 1032.624 | 15291.915 | 1 | 1 | 263.08 | 1 | 1 | 1 |  | #REF! |  | 54275.7662 | 26
6461 | 1032.624 | 15377.891 | 1 | 1 | 238.679 | 1 | 1 | 1 |  | #REF! |  | 54147.8256 | 27
6462 | 1762.222 | 15425.26 | 1 | 1 | 2510.003 | 1 | 1 | 1 |  | #REF! |  | 54710.8659 | 30
6463 | 6139.858 | 15535.636 | 1 | 1 | 6579.365 | 1 | 1 | 1 |  | #REF! |  | 56341.9836 | 31
6464 | 1762.222 | 44444.497 | 1 | 1 | 5330.002 | 1 | 1 | 1 |  | #REF! |  | 58399.0293 | 41
6465 | 1032.624 | 75100.166 | 1 | 1 | 4407.997 | 1 | 1 | 1 |  | #REF! |  | 61278.3462 | 37
6466 | 1153.24 | 94524.351 | 1 | 1 | 3356.497 | 1 | 1 | 1 |  | #REF! |  | 63583.5692 | 36
6467 | 1213.547 | 113680.603 | 1 | 1 | 2961.596 | 1 | 1 | 1 |  | #REF! |  | 65135.8384 | 32
6468 | 1213.547 | 95004.859 | 1 | 1 | 2763.661 | 1 | 1 | 1 |  | #REF! |  | 65041.5623 | 21
6469 | 6200.166 | 49753.714 | 1 | 1 | 4135.66 | 1 | 1 | 1 |  | #REF! |  | 63160.1924 | 34
6470 | 1762.222 | 74637.618 | 1 | 1 | 3677.332 | 1 | 1 | 1 |  | #REF! |  | 63080.9234 | 33
6471 | 1032.624 | 111973.359 | 1 | 1 | 2107.878 | 1 | 1 | 1 |  | #REF! |  | 65692.2406 | 33
6472 | 1032.624 | 93312.608 | 1 | 1 | 1846.798 | 1 | 1 | 1 |  | #REF! |  | 65080.5968 | 36
6473 | 1032.624 | 81384.785 | 1 | 1 | 2108.385 | 1 | 1 | 1 |  | #REF! |  | 65404.5508 | 33
6474 | 1762.222 | 44125.372 | 1 | 1 | 3679.135 | 1 | 1 | 1 |  | #REF! |  | 64797.3008 | 30
6475 | 6139.858 | 28118.167 | 1 | 1 | 5186.181 | 1 | 1 | 1 |  | #REF! |  | 63508.8676 | 36
6476 | 7599.07 | 29387.364 | 1 | 1 | 5252.41 | 1 | 1 | 1 |  | #REF! |  | 63871.5547 | 37
6477 | 1762.222 | 16153.052 | 1 | 1 | 4075.576 | 1 | 1 | 1 |  | #REF! |  | 62598.2127 | 39
6478 | 1762.222 | 15703.842 | 1 | 1 | 2962.8 | 1 | 1 | 1 |  | #REF! |  | 60464.8548 | 37
6479 | 1762.222 | 15254.631 | 1 | 1 | 1655.04 | 1 | 1 | 1 |  | #REF! |  | 59094.7962 | 35
6480 | 1032.624 | 15254.631 | 1 | 1 | 1264.453 | 1 | 1 | 1 |  | #REF! |  | 57803.9817 | 35
6481 | 1032.624 | 15254.631 | 1 | 1 | 539.319 | 1 | 1 | 1 |  | #REF! |  | 56589.8846 | 31
6482 | 1032.624 | 15187.613 | 1 | 1 | 593.217 | 1 | 1 | 1 |  | #REF! |  | 54728.8445 | 29
6483 | 1032.624 | 15187.613 | 1 | 1 | 383.992 | 1 | 1 | 1 |  | #REF! |  | 54155.722 | 29
6484 | 1032.624 | 15187.613 | 1 | 1 | 233.841 | 1 | 1 | 1 |  | #REF! |  | 53844.8748 | 30
6485 | 1032.624 | 15187.613 | 1 | 1 | 234.244 | 1 | 1 | 1 |  | #REF! |  | 53775.8885 | 27
6486 | 1762.222 | 15187.613 | 1 | 1 | 702.5 | 1 | 1 | 1 |  | #REF! |  | 54189.6912 | 29
6487 | 6139.858 | 15289.651 | 1 | 1 | 1871.088 | 1 | 1 | 1 |  | #REF! |  | 55333.4446 | 34
6488 | 1762.222 | 28314.445 | 1 | 1 | 3161.349 | 1 | 1 | 1 |  | #REF! |  | 56555.6619 | 42
6489 | 1032.624 | 29358.914 | 1 | 1 | 5126.012 | 1 | 1 | 1 |  | #REF! |  | 59341.8455 | 37
6490 | 1153.24 | 30479.083 | 1 | 1 | 5066.738 | 1 | 1 | 1 |  | #REF! |  | 61304.7856 | 36
6491 | 1213.547 | 31365.729 | 1 | 1 | 4558.968 | 1 | 1 | 1 | 4829.3729 | 0 |  | 61712.4341 | 34
6492 | 1213.547 | 30988.759 | 1 | 1 | 4893.381 | 1 | 1 | 1 | 25489.8896 | 0 |  | 61646.7087 | 31
6493 | 6200.166 | 29080.831 | 1 | 1 | 4946.138 | 1 | 1 | 1 | 7666.8915 | 0 |  | 59363.336 | 32
6494 | 1762.222 | 28897.215 | 1 | 1 | 3936.842 | 1 | 1 | 1 | 31946.6302 | 0 |  | 58968.7371 | 33
6495 | 1032.624 | 29659.183 | 1 | 1 | 3151.889 | 1 | 1 | 1 | 12144.6058 | 0 |  | 62226.6184 | 33
6496 | 1032.624 | 29273.959 | 1 | 1 | 2479.89 | 1 | 1 | 1 | 1057.4712 | 0 |  | 61777.3519 | 34
6497 | 1032.624 | 28897.161 | 1 | 1 | 3152.661 | 1 | 1 | 1 |  | #REF! |  | 62631.1577 | 33
6498 | 1762.222 | 28211.61 | 1 | 1 | 4050.838 | 1 | 1 | 1 |  | #REF! |  | 62646.5107 | 29
6499 | 6139.858 | 28117.987 | 1 | 1 | 5622.177 | 1 | 1 | 1 |  | #REF! |  | 61769.8299 | 31
6500 | 7599.07 | 29387.17 | 1 | 1 | 4443.984 | 1 | 1 | 1 |  | #REF! |  | 62565.2462 | 33
6501 | 1762.222 | 16153.052 | 1 | 1 | 2482.641 | 1 | 1 | 1 |  | #REF! |  | 61396.5045 | 36
6502 | 1762.222 | 15703.842 | 1 | 1 | 2426.751 | 1 | 1 | 1 |  | #REF! |  | 59631.3146 | 35
6503 | 1762.222 | 15254.631 | 1 | 1 | 1978.954 | 1 | 1 | 1 |  | #REF! |  | 58058.7177 | 36
6504 | 1032.624 | 15254.631 | 1 | 1 | 1197.308 | 1 | 1 | 1 |  | #REF! |  | 57144.6761 | 35
6505 | 1032.624 | 15254.631 | 1 | 1 | 708 | 1 | 1 | 1 |  | #REF! |  | 55088.5503 | 33
6506 | 1032.624 | 15187.613 | 1 | 1 | 528.974 | 1 | 1 | 1 |  | #REF! |  | 53383.681 | 31
6507 | 1032.624 | 15187.613 | 1 | 1 | 413.695 | 1 | 1 | 1 |  | #REF! |  | 53234.5167 | 29
6508 | 1032.624 | 15187.613 | 1 | 1 | 231.669 | 1 | 1 | 1 |  | #REF! |  | 52500.8807 | 28
6509 | 1032.624 | 15187.613 | 1 | 1 | 231.705 | 1 | 1 | 1 |  | #REF! |  | 52514.46 | 29
6510 | 1762.222 | 15187.613 | 1 | 1 | 413.558 | 1 | 1 | 1 |  | #REF! |  | 53357.2505 | 30
6511 | 6139.858 | 15289.651 | 1 | 1 | 1257.464 | 1 | 1 | 1 |  | #REF! |  | 54385.8629 | 33
6512 | 1762.222 | 15633.806 | 1 | 1 | 2554.792 | 1 | 1 | 1 |  | #REF! |  | 55600.0634 | 45
6513 | 1032.624 | 16672.301 | 1 | 1 | 4041.29 | 1 | 1 | 1 |  | #REF! |  | 57480.1227 | 37
6514 | 1153.24 | 17792.711 | 1 | 1 | 5342.032 | 1 | 1 | 1 | 7795.5956 | 0 |  | 59148.7571 | 35
6515 | 1213.547 | 18679.56 | 1 | 1 | 5899.072 | 1 | 1 | 1 | 10228.1055 | 0 |  | 59704.0839 | 33
6516 | 1213.547 | 18294.356 | 1 | 1 | 6208.095 | 1 | 1 | 1 | 21198.4197 | 0 |  | 59535.4812 | 33
6517 | 6200.166 | 16386.615 | 1 | 1 | 5338.363 | 1 | 1 | 1 | 7140.2786 | 0 |  | 57171.9402 | 33
6518 | 1762.222 | 16203.155 | 1 | 1 | 4595.997 | 1 | 1 | 1 | 18883.1468 | 0 |  | 56618.8498 | 30
6519 | 1032.624 | 16973.565 | 1 | 1 | 3605.14 | 1 | 1 | 1 | 8376.6426 | 0 |  | 59483.1642 | 31
6520 | 1032.624 | 16588.361 | 1 | 1 | 3172.619 | 1 | 1 | 1 |  | #REF! |  | 60093.8238 | 34
6521 | 1032.624 | 16203.155 | 1 | 1 | 1811.313 | 1 | 1 | 1 |  | #REF! |  | 59678.4129 | 32
6522 | 1762.222 | 15499.763 | 1 | 1 | 3419.991 | 1 | 1 | 1 |  | #REF! |  | 59665.8172 | 35
6523 | 6139.858 | 15423.694 | 1 | 1 | 4472.118 | 1 | 1 | 1 |  | #REF! |  | 59361.8064 | 36
6524 | 7599.07 | 16701.288 | 1 | 1 | 4844.45 | 1 | 1 | 1 |  | #REF! |  | 59797.6744 | 34
6525 | 1762.222 | 16153.052 | 1 | 1 | 2492.23 | 1 | 1 | 1 |  | #REF! |  | 57904.069 | 38
6526 | 1762.222 | 15703.842 | 1 | 1 | 2308.335 | 1 | 1 | 1 |  | #REF! |  | 56830.5762 | 41
6527 | 1762.222 | 15254.631 | 1 | 1 | 2121.524 | 1 | 1 | 1 |  | #REF! |  | 55967.1868 | 40
6528 | 1032.624 | 15254.631 | 1 | 1 | 1196.87 | 1 | 1 | 1 |  | #REF! |  | 55481.9944 | 39
6529 | 1032.624 | 15254.631 | 1 | 1 | 556.255 | 1 | 1 | 1 |  | #REF! |  | 54556.1331 | 39
6530 | 1032.624 | 15187.613 | 1 | 1 | 318.64 | 1 | 1 | 1 |  | #REF! |  | 52682.4318 | 34
6531 | 1032.624 | 15187.613 | 1 | 1 | 258.377 | 1 | 1 | 1 |  | #REF! |  | 51859.4019 | 34
6532 | 1032.624 | 15187.613 | 1 | 1 | 258.902 | 1 | 1 | 1 |  | #REF! |  | 51649.6198 | 32
6533 | 1032.624 | 15187.613 | 1 | 1 | 236.146 | 1 | 1 | 1 |  | #REF! |  | 52275.3435 | 32
6534 | 1762.222 | 15187.613 | 1 | 1 | 2507.374 | 1 | 1 | 1 |  | #REF! |  | 52611.7506 | 34
6535 | 6139.858 | 15289.651 | 1 | 1 | 6573.294 | 1 | 1 | 1 |  | #REF! |  | 53269.0313 | 33
6536 | 1762.222 | 44336.116 | 1 | 1 | 5327.441 | 1 | 1 | 1 |  | #REF! |  | 54113.8146 | 36
6537 | 1032.624 | 75118.314 | 1 | 1 | 4408.649 | 1 | 1 | 1 |  | #REF! |  | 54350.845 | 39
6538 | 1153.24 | 94525.247 | 1 | 1 | 3358.841 | 1 | 1 | 1 | 12978.2313 | 0 |  | 54534.2422 | 40
6539 | 1213.547 | 113681.818 | 1 | 1 | 2964.899 | 1 | 1 | 1 | 23465.9835 | 0 |  | 54888.0685 | 38
6540 | 1213.547 | 95006.463 | 1 | 1 | 2768.067 | 1 | 1 | 1 | 33343.3709 | 0 |  | 54918.6663 | 37
6541 | 6200.166 | 49755.187 | 1 | 1 | 4142.572 | 1 | 1 | 1 | 22305.0274 | 0 |  | 53675.4279 | 37
6542 | 1762.222 | 74639.448 | 1 | 1 | 3684.653 | 1 | 1 | 1 | 31596.8362 | 0 |  | 53352.3433 | 37
6543 | 1032.624 | 111975.498 | 1 | 1 | 2113.064 | 1 | 1 | 1 | 23124.1157 | 0 |  | 55453.5081 | 37
6544 | 1032.624 | 93314.621 | 1 | 1 | 1851.615 | 1 | 1 | 1 |  | #REF! |  | 55053.3397 | 33
6545 | 1032.624 | 81386.802 | 1 | 1 | 2113.503 | 1 | 1 | 1 |  | #REF! |  | 55046.6965 | 34
6546 | 1762.222 | 44127.302 | 1 | 1 | 3686.069 | 1 | 1 | 1 |  | #REF! |  | 54369.4423 | 32
6547 | 6139.858 | 28119.101 | 1 | 1 | 5194.1 | 1 | 1 | 1 |  | #REF! |  | 54351.6362 | 26
6548 | 7599.07 | 29388.087 | 1 | 1 | 5260.219 | 1 | 1 | 1 |  | #REF! |  | 55093.7848 | 25
6549 | 1762.222 | 16153.052 | 1 | 1 | 4081.445 | 1 | 1 | 1 |  | #REF! |  | 54606.4222 | 25
6550 | 1762.222 | 15703.842 | 1 | 1 | 2966.971 | 1 | 1 | 1 |  | #REF! |  | 54046.1242 | 33
6551 | 1762.222 | 15299.841 | 1 | 1 | 1657.522 | 1 | 1 | 1 |  | #REF! |  | 53127.9819 | 33
6552 | 1032.624 | 15382.251 | 1 | 1 | 1266.407 | 1 | 1 | 1 |  | #REF! |  | 52336.645 | 36
6553 | 1032.624 | 15422.753 | 1 | 1 | 558.731 | 1 | 1 | 1 |  | #REF! |  | 51079.9177 | 43
6554 | 1032.624 | 15385.364 | 1 | 1 | 321.25 | 1 | 1 | 1 |  | #REF! |  | 49360.6891 | 40
6555 | 1032.624 | 15409.465 | 1 | 1 | 264.398 | 1 | 1 | 1 |  | #REF! |  | 48685.6106 | 39
6556 | 1032.624 | 15420.634 | 1 | 1 | 264.697 | 1 | 1 | 1 |  | #REF! |  | 48807.6631 | 38
6557 | 1032.624 | 15439.637 | 1 | 1 | 239.301 | 1 | 1 | 1 |  | #REF! |  | 48866.7513 | 42
6558 | 1762.222 | 15447.287 | 1 | 1 | 2510.068 | 1 | 1 | 1 |  | #REF! |  | 48854.5526 | 43
6559 | 6139.858 | 15540.345 | 1 | 1 | 6579.497 | 1 | 1 | 1 |  | #REF! |  | 49259.4471 | 40
6560 | 1762.222 | 40534.974 | 1 | 1 | 5330.871 | 1 | 1 | 1 |  | #REF! |  | 49810.1328 | 44
6561 | 1032.624 | 68330.674 | 1 | 1 | 4407.968 | 1 | 1 | 1 |  | #REF! |  | 49524.7215 | 48
6562 | 1153.24 | 85018.705 | 1 | 1 | 3354.409 | 1 | 1 | 1 |  | #REF! |  | 50624.0083 | 48
6563 | 1213.547 | 101467.379 | 1 | 1 | 2961.094 | 1 | 1 | 1 |  | #REF! |  | 51614.6434 | 50
6564 | 1213.547 | 85509.628 | 1 | 1 | 2765.279 | 1 | 1 | 1 |  | #REF! |  | 52064.8981 | 46
6565 | 6200.166 | 48391.596 | 1 | 1 | 4136.596 | 1 | 1 | 1 |  | #REF! |  | 50907.1838 | 43
6566 | 1762.222 | 67850.14 | 1 | 1 | 3678.905 | 1 | 1 | 1 |  | #REF! |  | 50824.4851 | 45
6567 | 1032.624 | 99760.428 | 1 | 1 | 2108.362 | 1 | 1 | 1 |  | #REF! |  | 51117.3509 | 47
6568 | 1032.624 | 83807.507 | 1 | 1 | 1846.939 | 1 | 1 | 1 |  | #REF! |  | 51343.1969 | 45
6569 | 1032.624 | 71898.534 | 1 | 1 | 2107.958 | 1 | 1 | 1 |  | #REF! |  | 51125.3206 | 49
6570 | 1762.222 | 40063.467 | 1 | 1 | 3678.209 | 1 | 1 | 1 |  | #REF! |  | 51170.7291 | 51
6571 | 6139.858 | 28118.167 | 1 | 1 | 5184.731 | 1 | 1 | 1 |  | #REF! |  | 51544.2833 | 56
6572 | 7599.07 | 29387.37 | 1 | 1 | 5251.228 | 1 | 1 | 1 |  | #REF! |  | 52776.6484 | 59
6573 | 1762.222 | 16153.052 | 1 | 1 | 4074.818 | 1 | 1 | 1 |  | #REF! |  | 52251.6602 | 60
6574 | 1762.222 | 15703.842 | 1 | 1 | 2962.372 | 1 | 1 | 1 |  | #REF! |  | 51944.0562 | 56
6575 | 1762.222 | 15254.631 | 1 | 1 | 1654.872 | 1 | 1 | 1 |  | #REF! |  | 51299.9385 | 55
6576 | 1032.624 | 15254.631 | 1 | 1 | 1264.411 | 1 | 1 | 1 |  | #REF! |  | 50349.2539 | 49
6577 | 1032.624 | 15254.631 | 1 | 1 | 557.518 | 1 | 1 | 1 |  | #REF! |  | 48271.1127 | 50
6578 | 1032.624 | 15187.613 | 1 | 1 | 320.183 | 1 | 1 | 1 |  | #REF! |  | 47400.7458 | 47
6579 | 1032.624 | 15187.613 | 1 | 1 | 262.39 | 1 | 1 | 1 |  | #REF! |  | 46235.6936 | 45
6580 | 1032.624 | 15187.613 | 1 | 1 | 263.178 | 1 | 1 | 1 |  | #REF! |  | 46266.985 | 45
6581 | 1032.624 | 15187.613 | 1 | 1 | 238.733 | 1 | 1 | 1 |  | #REF! |  | 46314.8465 | 46
6582 | 1762.222 | 15225.146 | 1 | 1 | 2510.073 | 1 | 1 | 1 |  | #REF! |  | 46702.6387 | 42
6583 | 6139.858 | 15383.576 | 1 | 1 | 6579.75 | 1 | 1 | 1 |  | #REF! |  | 47297.9791 | 47
6584 | 1762.222 | 40305.625 | 1 | 1 | 5330.707 | 1 | 1 | 1 |  | #REF! |  | 47908.1507 | 46
6585 | 1032.624 | 68333.379 | 1 | 1 | 4409.639 | 1 | 1 | 1 |  | #REF! |  | 49137.953 | 49
6586 | 1153.24 | 85019.37 | 1 | 1 | 3358.044 | 1 | 1 | 1 |  | #REF! |  | 49499.8922 | 49
6587 | 1213.547 | 101467.835 | 1 | 1 | 2963.504 | 1 | 1 | 1 |  | #REF! |  | 49251.191 | 46
6588 | 1213.547 | 85509.547 | 1 | 1 | 2765.703 | 1 | 1 | 1 |  | #REF! |  | 49751.4754 | 46
6589 | 6200.166 | 48391.886 | 1 | 1 | 4139.091 | 1 | 1 | 1 |  | #REF! |  | 48847.1955 | 50
6590 | 1762.222 | 67850.239 | 1 | 1 | 3680.147 | 1 | 1 | 1 |  | #REF! |  | 49041.8112 | 46
6591 | 1032.624 | 99760.629 | 1 | 1 | 2109.31 | 1 | 1 | 1 |  | #REF! |  | 50528.6036 | 45
6592 | 1032.624 | 83807.746 | 1 | 1 | 1847.953 | 1 | 1 | 1 |  | #REF! |  | 50327.542 | 43
6593 | 1032.624 | 71898.894 | 1 | 1 | 2109.423 | 1 | 1 | 1 |  | #REF! |  | 50231.6589 | 43
6594 | 1762.222 | 40063.799 | 1 | 1 | 3680.489 | 1 | 1 | 1 |  | #REF! |  | 50280.8186 | 45
6595 | 6139.858 | 28118.334 | 1 | 1 | 5187.871 | 1 | 1 | 1 |  | #REF! |  | 50664.1574 | 49
6596 | 7599.07 | 29387.517 | 1 | 1 | 5254.47 | 1 | 1 | 1 |  | #REF! |  | 51642.7469 | 49
6597 | 1762.222 | 16153.052 | 1 | 1 | 4077.55 | 1 | 1 | 1 |  | #REF! |  | 51367.5728 | 49
6598 | 1762.222 | 15703.842 | 1 | 1 | 2964.505 | 1 | 1 | 1 |  | #REF! |  | 50477.7155 | 47
6599 | 1762.222 | 15254.631 | 1 | 1 | 1656.382 | 1 | 1 | 1 |  | #REF! |  | 49193.5332 | 47
6600 | 1032.624 | 15254.631 | 1 | 1 | 1265.719 | 1 | 1 | 1 |  | #REF! |  | 48308.4795 | 49
6601 | 1032.624 | 15254.631 | 1 | 1 | 558.387 | 1 | 1 | 1 |  | #REF! |  | 47372.1733 | 45
6602 | 1032.624 | 15187.613 | 1 | 1 | 321.049 | 1 | 1 | 1 |  | #REF! |  | 45793.6142 | 45
6603 | 1032.624 | 15247.669 | 1 | 1 | 264.291 | 1 | 1 | 1 |  | #REF! |  | 45399.5968 | 43
6604 | 1032.624 | 15334.076 | 1 | 1 | 264.922 | 1 | 1 | 1 |  | #REF! |  | 44600.3863 | 41
6605 | 1032.624 | 15409.702 | 1 | 1 | 239.673 | 1 | 1 | 1 |  | #REF! |  | 44414.8106 | 40
6606 | 1762.222 | 15461.979 | 1 | 1 | 2511.002 | 1 | 1 | 1 |  | #REF! |  | 44733.6357 | 42
6607 | 6139.858 | 15578.989 | 1 | 1 | 6581.84 | 1 | 1 | 1 |  | #REF! |  | 45273.2383 | 42
6608 | 1762.222 | 40523.513 | 1 | 1 | 5332.042 | 1 | 1 | 1 |  | #REF! |  | 45315.2066 | 44
6609 | 1032.624 | 68360.684 | 1 | 1 | 4409.883 | 1 | 1 | 1 |  | #REF! |  | 44536.4472 | 48
6610 | 1153.24 | 85019.182 | 1 | 1 | 3357.423 | 1 | 1 | 1 | 11792.5195 | 0 |  | 44591.5108 | 46
6611 | 1213.547 | 101467.394 | 1 | 1 | 2961.982 | 1 | 1 | 1 | 28191.5865 | 0 |  | 45206.4087 | 49
6612 | 1213.547 | 85508.926 | 1 | 1 | 2763.687 | 1 | 1 | 1 | 29674.7449 | 0 |  | 45588.5551 | 45
6613 | 6200.166 | 48391.115 | 1 | 1 | 4134.903 | 1 | 1 | 1 | 9634.586 | 0 |  | 44568.4921 | 44
6614 | 1762.222 | 67849.48 | 1 | 1 | 3676.659 | 1 | 1 | 1 | 21531.6737 | 0 |  | 44336.5441 | 42
6615 | 1032.624 | 99759.916 | 1 | 1 | 2107.357 | 1 | 1 | 1 | 13612.8945 | 0 |  | 43586.2217 | 43
6616 | 1032.624 | 83807.179 | 1 | 1 | 1846.455 | 1 | 1 | 1 |  | #REF! |  | 43720.8323 | 43
6617 | 1032.624 | 71898.387 | 1 | 1 | 2108.109 | 1 | 1 | 1 |  | #REF! |  | 43631.3877 | 49
6618 | 1762.222 | 40063.349 | 1 | 1 | 3678.794 | 1 | 1 | 1 |  | #REF! |  | 44641.0423 | 45
6619 | 6139.858 | 28118.111 | 1 | 1 | 5185.822 | 1 | 1 | 1 |  | #REF! |  | 45464.1357 | 50
6620 | 7599.07 | 29387.342 | 1 | 1 | 5252.402 | 1 | 1 | 1 |  | #REF! |  | 46379.2916 | 50
6621 | 1762.222 | 16153.052 | 1 | 1 | 4075.794 | 1 | 1 | 1 |  | #REF! |  | 46177.7126 | 54
6622 | 1762.222 | 15703.842 | 1 | 1 | 2963.11 | 1 | 1 | 1 |  | #REF! |  | 46007.8899 | 55
6623 | 1762.222 | 15254.631 | 1 | 1 | 1655.357 | 1 | 1 | 1 |  | #REF! |  | 45730.3182 | 55
6624 | 1032.624 | 15254.631 | 1 | 1 | 1264.834 | 1 | 1 | 1 |  | #REF! |  | 45201.4919 | 52
6625 | 1032.624 | 15254.631 | 1 | 1 | 557.866 | 1 | 1 | 1 |  | #REF! |  | 43493.086 | 48
6626 | 1032.624 | 15187.613 | 1 | 1 | 320.595 | 1 | 1 | 1 |  | #REF! |  | 40727.1331 | 48
6627 | 1032.624 | 15187.613 | 1 | 1 | 263.438 | 1 | 1 | 1 |  | #REF! |  | 40391.9434 | 46
6628 | 1032.624 | 15205.874 | 1 | 1 | 264.435 | 1 | 1 | 1 |  | #REF! |  | 39948.8509 | 45
6629 | 1032.624 | 15332.808 | 1 | 1 | 239.555 | 1 | 1 | 1 |  | #REF! |  | 40207.0269 | 45
6630 | 1762.222 | 15428.793 | 1 | 1 | 2511.296 | 1 | 1 | 1 |  | #REF! |  | 40716.3329 | 48
6631 | 6139.858 | 15569.429 | 1 | 1 | 6582.699 | 1 | 1 | 1 |  | #REF! |  | 41391.8046 | 52
6632 | 1762.222 | 40564.188 | 1 | 1 | 5333.182 | 1 | 1 | 1 |  | #REF! |  | 41192.2491 | 60
6633 | 1032.624 | 68379.627 | 1 | 1 | 4410.886 | 1 | 1 | 1 |  | #REF! |  | 41059.5828 | 49
6634 | 1153.24 | 85019.452 | 1 | 1 | 3358.816 | 1 | 1 | 1 | 11825.0446 | 0 |  | 39767.9806 | 46
6635 | 1213.547 | 101467.728 | 1 | 1 | 2963.458 | 1 | 1 | 1 | 22385.7066 | 0 |  | 41090.7238 | 45
6636 | 1213.547 | 85509.382 | 1 | 1 | 2765.477 | 1 | 1 | 1 | 40180.5547 | 0 |  | 40056.6175 | 43
6637 | 6200.166 | 48391.621 | 1 | 1 | 4138.109 | 1 | 1 | 1 | 12948.2638 | 0 |  | 39569.6472 | 42
6638 | 1762.222 | 67850.126 | 1 | 1 | 3680.048 | 1 | 1 | 1 | 25322.2748 | 0 |  | 39566.3836 | 37
6639 | 1032.624 | 99760.606 | 1 | 1 | 2109.516 | 1 | 1 | 1 | 14947.1969 | 0 |  | 39228.9866 | 41
6640 | 1032.624 | 83807.827 | 1 | 1 | 1848.46 | 1 | 1 | 1 |  | #REF! |  | 39504.1031 | 39
6641 | 1032.624 | 71899.107 | 1 | 1 | 2110.348 | 1 | 1 | 1 |  | #REF! |  | 39715.982 | 45
6642 | 1762.222 | 40064.085 | 1 | 1 | 3682.398 | 1 | 1 | 1 |  | #REF! |  | 40395.0589 | 41
6643 | 6139.858 | 28118.488 | 1 | 1 | 5190.541 | 1 | 1 | 1 |  | #REF! |  | 42178.1536 | 38
6644 | 7599.07 | 29387.625 | 1 | 1 | 5256.884 | 1 | 1 | 1 |  | #REF! |  | 43476.2025 | 53
6645 | 1762.222 | 16153.052 | 1 | 1 | 4079.191 | 1 | 1 | 1 |  | #REF! |  | 43650.3358 | 52
6646 | 1762.222 | 15703.842 | 1 | 1 | 2965.574 | 1 | 1 | 1 |  | #REF! |  | 43630.2378 | 58
6647 | 1762.222 | 15254.631 | 1 | 1 | 1656.9 | 1 | 1 | 1 |  | #REF! |  | 43811.0977 | 51
6648 | 1032.624 | 15254.631 | 1 | 1 | 1266.045 | 1 | 1 | 1 |  | #REF! |  | 44141.6634 | 39
6649 | 1032.624 | 15254.631 | 1 | 1 | 540.501 | 1 | 1 | 1 |  | #REF! |  | 42803.2536 | 55
6650 | 1032.624 | 15188.394 | 1 | 1 | 594.331 | 1 | 1 | 1 |  | #REF! |  | 40609.4927 | 52
6651 | 1032.624 | 15289.527 | 1 | 1 | 385.197 | 1 | 1 | 1 |  | #REF! |  | 40476.3585 | 49
6652 | 1032.624 | 15351.128 | 1 | 1 | 236.247 | 1 | 1 | 1 |  | #REF! |  | 40484.8317 | 51
6653 | 1032.624 | 15403.282 | 1 | 1 | 236.591 | 1 | 1 | 1 |  | #REF! |  | 40405.1299 | 48
6654 | 1762.222 | 15433.469 | 1 | 1 | 703.53 | 1 | 1 | 1 |  | #REF! |  | 40981.7027 | 47
6655 | 6139.858 | 15548.986 | 1 | 1 | 1872.826 | 1 | 1 | 1 |  | #REF! |  | 41034.9512 | 45
6656 | 1762.222 | 28470.52 | 1 | 1 | 3164.518 | 1 | 1 | 1 |  | #REF! |  | 41350.9611 | 47
6657 | 1032.624 | 29405.512 | 1 | 1 | 5132.097 | 1 | 1 | 1 |  | #REF! |  | 41030.9411 | 47
6658 | 1153.24 | 30479.565 | 1 | 1 | 5073.836 | 1 | 1 | 1 |  | #REF! |  | 41077.5797 | 50
6659 | 1213.547 | 31366.247 | 1 | 1 | 4565.838 | 1 | 1 | 1 |  | #REF! |  | 41286.6687 | 48
6660 | 1213.547 | 30989.552 | 1 | 1 | 4901.95 | 1 | 1 | 1 |  | #REF! |  | 41738.5153 | 46
6661 | 6200.166 | 29081.676 | 1 | 1 | 4955.43 | 1 | 1 | 1 |  | #REF! |  | 42245.054 | 49
6662 | 1762.222 | 28898.088 | 1 | 1 | 3944.501 | 1 | 1 | 1 |  | #REF! |  | 41989.6846 | 45
6663 | 1032.624 | 29659.871 | 1 | 1 | 3158.305 | 1 | 1 | 1 |  | #REF! |  | 42080.3753 | 43
6664 | 1032.624 | 29274.662 | 1 | 1 | 2485.149 | 1 | 1 | 1 |  | #REF! |  | 42561.2205 | 46
6665 | 1032.624 | 28898.063 | 1 | 1 | 3159.063 | 1 | 1 | 1 |  | #REF! |  | 42839.3573 | 42
6666 | 1762.222 | 28212.904 | 1 | 1 | 4058.456 | 1 | 1 | 1 |  | #REF! |  | 43317.5626 | 43
6667 | 6139.858 | 28118.81 | 1 | 1 | 5631.946 | 1 | 1 | 1 |  | #REF! |  | 45143.7587 | 48
6668 | 7599.07 | 29387.833 | 1 | 1 | 4452.09 | 1 | 1 | 1 |  | #REF! |  | 46957.2941 | 61
6669 | 1762.222 | 16153.052 | 1 | 1 | 2487.657 | 1 | 1 | 1 |  | #REF! |  | 47224.7856 | 50
6670 | 1762.222 | 15703.842 | 1 | 1 | 2432.08 | 1 | 1 | 1 |  | #REF! |  | 46582.9721 | 62
6671 | 1762.222 | 15254.631 | 1 | 1 | 1984.394 | 1 | 1 | 1 |  | #REF! |  | 46840.2083 | 51
6672 | 1032.624 | 15257.626 | 1 | 1 | 1200.925 | 1 | 1 | 1 |  | #REF! |  | 46106.1206 | 60
6673 | 1032.624 | 15282.642 | 1 | 1 | 710.927 | 1 | 1 | 1 |  | #REF! |  | 44367.7051 | 52
6674 | 1032.624 | 15306.345 | 1 | 1 | 532.114 | 1 | 1 | 1 |  | #REF! |  | 42240.1665 | 47
6675 | 1032.624 | 15420.224 | 1 | 1 | 417.175 | 1 | 1 | 1 |  | #REF! |  | 42005.7668 | 43
6676 | 1032.624 | 15394.425 | 1 | 1 | 238.299 | 1 | 1 | 1 |  | #REF! |  | 41509.0864 | 46
6677 | 1032.624 | 15405.307 | 1 | 1 | 238.444 | 1 | 1 | 1 |  | #REF! |  | 41421.4917 | 45
6678 | 1762.222 | 15416.816 | 1 | 1 | 417.172 | 1 | 1 | 1 |  | #REF! |  | 41872.4184 | 46
6679 | 6139.858 | 15529.74 | 1 | 1 | 1261.872 | 1 | 1 | 1 |  | #REF! |  | 43054.8854 | 44
6680 | 1762.222 | 15812.156 | 1 | 1 | 2599.674 | 1 | 1 | 1 |  | #REF! |  | 43861.7795 | 45
6681 | 1032.624 | 16846.762 | 1 | 1 | 4136.324 | 1 | 1 | 1 |  | #REF! |  | 43953.3137 | 47
6682 | 1153.24 | 17792.711 | 1 | 1 | 5376.024 | 1 | 1 | 1 |  | #REF! |  | 45688.8367 | 53
6683 | 1213.547 | 18679.56 | 1 | 1 | 5914.987 | 1 | 1 | 1 |  | #REF! |  | 46170.0807 | 53
6684 | 1213.547 | 18294.356 | 1 | 1 | 6224.235 | 1 | 1 | 1 |  | #REF! |  | 46835.1702 | 47
6685 | 6200.166 | 16386.615 | 1 | 1 | 5349.736 | 1 | 1 | 1 |  | #REF! |  | 46466.2199 | 46
6686 | 1762.222 | 16203.155 | 1 | 1 | 4603.543 | 1 | 1 | 1 |  | #REF! |  | 46842.2974 | 45
6687 | 1032.624 | 16973.565 | 1 | 1 | 3609.279 | 1 | 1 | 1 |  | #REF! |  | 46788.7384 | 44
6688 | 1032.624 | 16588.361 | 1 | 1 | 3174.354 | 1 | 1 | 1 |  | #REF! |  | 46526.0731 | 44
6689 | 1032.624 | 16203.155 | 1 | 1 | 1812.656 | 1 | 1 | 1 |  | #REF! |  | 46633.0335 | 47
6690 | 1762.222 | 15499.763 | 1 | 1 | 3422.505 | 1 | 1 | 1 |  | #REF! |  | 47662.4614 | 47
6691 | 6139.858 | 15423.694 | 1 | 1 | 4476.527 | 1 | 1 | 1 |  | #REF! |  | 49103.9923 | 54
6692 | 7599.07 | 16701.288 | 1 | 1 | 4849.168 | 1 | 1 | 1 |  | #REF! |  | 50227.0637 | 54
6693 | 1762.222 | 16153.052 | 1 | 1 | 2495.448 | 1 | 1 | 1 |  | #REF! |  | 49697.6463 | 64
6694 | 1762.222 | 15703.842 | 1 | 1 | 2310.22 | 1 | 1 | 1 |  | #REF! |  | 49256.1866 | 55
6695 | 1762.222 | 15254.631 | 1 | 1 | 2125.031 | 1 | 1 | 1 |  | #REF! |  | 49093.4221 | 60
6696 | 1032.624 | 15254.631 | 1 | 1 | 1198.943 | 1 | 1 | 1 |  | #REF! |  | 49047.6068 | 51
6697 | 1032.624 | 15254.631 | 1 | 1 | 558.575 | 1 | 1 | 1 |  | #REF! |  | 46783.3287 | 53
6698 | 1032.624 | 15187.613 | 1 | 1 | 321.605 | 1 | 1 | 1 |  | #REF! |  | 45370.8806 | 48
6699 | 1032.624 | 15284.435 | 1 | 1 | 266.61 | 1 | 1 | 1 |  | #REF! |  | 45276.3671 | 48
6700 | 1032.624 | 15384.218 | 1 | 1 | 267.477 | 1 | 1 | 1 |  | #REF! |  | 44372.7586 | 44
6701 | 1032.624 | 15470.723 | 1 | 1 | 241.149 | 1 | 1 | 1 |  | #REF! |  | 44483.0296 | 43
6702 | 1762.222 | 15530.311 | 1 | 1 | 2512.205 | 1 | 1 | 1 |  | #REF! |  | 44705.4754 | 44
6703 | 6139.858 | 15659.542 | 1 | 1 | 6697.484 | 1 | 1 | 1 |  | #REF! |  | 46152.3304 | 43
6704 | 1762.222 | 41022.961 | 1 | 1 | 5993.309 | 1 | 1 | 1 |  | #REF! |  | 46674.6055 | 45
6705 | 1032.624 | 68640.063 | 1 | 1 | 4516.099 | 1 | 1 | 1 |  | #REF! |  | 46965.6971 | 48
6706 | 1153.24 | 85072.344 | 1 | 1 | 3368.817 | 1 | 1 | 1 |  | #REF! |  | 46863.912 | 49
6707 | 1213.547 | 101468.993 | 1 | 1 | 2967.063 | 1 | 1 | 1 | 8722.6784 | 0 |  | 48216.6086 | 49
6708 | 1213.547 | 85510.773 | 1 | 1 | 2769.076 | 1 | 1 | 1 | 11144.7724 | 0 |  | 48470.7911 | 49
6709 | 6200.166 | 48392.845 | 1 | 1 | 4143.244 | 1 | 1 | 1 |  | #REF! |  | 48188.3635 | 46
6710 | 1762.222 | 67851.358 | 1 | 1 | 3684.426 | 1 | 1 | 1 | 8818.0738 | 0 |  | 48364.8168 | 44
6711 | 1032.624 | 99761.913 | 1 | 1 | 2112.496 | 1 | 1 | 1 | 6644.3709 | 0 |  | 48168.9574 | 41
6712 | 1032.624 | 83808.973 | 1 | 1 | 1850.952 | 1 | 1 | 1 |  | #REF! |  | 48144.3325 | 43
6713 | 1032.624 | 71900.33 | 1 | 1 | 2113.043 | 1 | 1 | 1 |  | #REF! |  | 48488.4411 | 46
6714 | 1762.222 | 40065.368 | 1 | 1 | 3686.29 | 1 | 1 | 1 |  | #REF! |  | 49537.9101 | 50
6715 | 6139.858 | 28119.16 | 1 | 1 | 5195.367 | 1 | 1 | 1 |  | #REF! |  | 51312.4596 | 50
6716 | 7599.07 | 29388.137 | 1 | 1 | 5261.763 | 1 | 1 | 1 |  | #REF! |  | 52546.2101 | 55
6717 | 1762.222 | 16153.052 | 1 | 1 | 4083.008 | 1 | 1 | 1 |  | #REF! |  | 52727.7301 | 51
6718 | 1762.222 | 15703.842 | 1 | 1 | 2968.417 | 1 | 1 | 1 |  | #REF! |  | 52071.3026 | 52
6719 | 1762.222 | 15254.631 | 1 | 1 | 1658.674 | 1 | 1 | 1 |  | #REF! |  | 51249.996 | 54
6720 | 1032.624 | 15373.199 | 1 | 1 | 1267.541 | 1 | 1 | 1 |  | #REF! |  | 50686.7299 | 51
6721 | 1032.624 | 15462.521 | 1 | 1 | 559.839 | 1 | 1 | 1 |  | #REF! |  | 49907.8504 | 46
6722 | 1032.624 | 15449.814 | 1 | 1 | 322.79 | 1 | 1 | 1 |  | #REF! |  | 48807.8773 | 43
6723 | 1032.624 | 15519.059 | 1 | 1 | 269.268 | 1 | 1 | 1 |  | #REF! |  | 48044.9782 | 45
6724 | 1032.624 | 15653.42 | 1 | 1 | 270.681 | 1 | 1 | 1 |  | #REF! |  | 47695.6949 | 45
6725 | 1032.624 | 15798.631 | 1 | 1 | 243.503 | 1 | 1 | 1 |  | #REF! |  | 47354.7404 | 44
6726 | 1762.222 | 15657.312 | 1 | 1 | 2513.683 | 1 | 1 | 1 |  | #REF! |  | 47430.6825 | 43
6727 | 6139.858 | 15700.889 | 1 | 1 | 9354.252 | 1 | 1 | 1 |  | #REF! |  | 47985.1648 | 43
6728 | 1762.222 | 41105.174 | 1 | 1 | 11897.156 | 1 | 1 | 1 |  | #REF! |  | 48330.4135 | 43
6729 | 1032.624 | 68832.612 | 1 | 1 | 9258.363 | 1 | 1 | 1 |  | #REF! |  | 48222.9619 | 42
6730 | 1153.24 | 85128.759 | 1 | 1 | 4366.432 | 1 | 1 | 1 | 5178.2668 | 0 |  | 47981.9748 | 47
6731 | 1213.547 | 101501.819 | 1 | 1 | 3079.394 | 1 | 1 | 1 | 15334.7725 | 0 |  | 48825.6511 | 44
6732 | 1213.547 | 85512.122 | 1 | 1 | 2777.398 | 1 | 1 | 1 | 19494.1189 | 0 |  | 49681.5051 | 46
6733 | 6200.166 | 48405.641 | 1 | 1 | 4147.264 | 1 | 1 | 1 | 6975.7864 | 0 |  | 49238.2167 | 40
6734 | 1762.222 | 67852.053 | 1 | 1 | 3688.624 | 1 | 1 | 1 | 19063.534 | 0 |  | 49690.7433 | 43
6735 | 1032.624 | 99762.617 | 1 | 1 | 2115.024 | 1 | 1 | 1 |  | #REF! |  | 50106.1995 | 42
6736 | 1032.624 | 83809.634 | 1 | 1 | 1853.266 | 1 | 1 | 1 |  | #REF! |  | 50545.059 | 38
6737 | 1032.624 | 71901.059 | 1 | 1 | 2115.633 | 1 | 1 | 1 |  | #REF! |  | 50614.6467 | 43
6738 | 1762.222 | 40066.837 | 1 | 1 | 3689.668 | 1 | 1 | 1 |  | #REF! |  | 51324.5671 | 44
6739 | 6139.858 | 28119.433 | 1 | 1 | 5199.47 | 1 | 1 | 1 |  | #REF! |  | 52923.6074 | 48
6740 | 7599.07 | 29388.369 | 1 | 1 | 5266.125 | 1 | 1 | 1 |  | #REF! |  | 55233.8544 | 49
6741 | 1762.222 | 16253.734 | 1 | 1 | 4810.187 | 1 | 1 | 1 |  | #REF! |  | 54896.6819 | 51
6742 | 1762.222 | 15921.773 | 1 | 1 | 2971.161 | 1 | 1 | 1 |  | #REF! |  | 53742.7408 | 52
6743 | 1762.222 | 15577.402 | 1 | 1 | 1660.433 | 1 | 1 | 1 |  | #REF! |  | 53121.2614 | 46
6744 | 1032.624 | 15685.174 | 1 | 1 | 1269.094 | 1 | 1 | 1 |  | #REF! |  | 51879.6082 | 48
6745 | 1032.624 | 15772.122 | 1 | 1 | 561.19 | 1 | 1 | 1 |  | #REF! |  | 49690.9661 | 44
6746 | 1032.624 | 15787.634 | 1 | 1 | 324.681 | 1 | 1 | 1 |  | #REF! |  | 48359.0513 | 43
6747 | 1032.624 | 15864.479 | 1 | 1 | 274.956 | 1 | 1 | 1 |  | #REF! |  | 48508.3293 | 41
6748 | 1032.624 | 15898.11 | 1 | 1 | 275.785 | 1 | 1 | 1 |  | #REF! |  | 47783.6951 | 40
6749 | 1032.624 | 15930.428 | 1 | 1 | 245.88 | 1 | 1 | 1 |  | #REF! |  | 48171.4545 | 41
6750 | 1762.222 | 15952.039 | 1 | 1 | 2517.239 | 1 | 1 | 1 |  | #REF! |  | 48896.9507 | 39
6751 | 6139.858 | 16046.731 | 1 | 1 | 38592.084 | 1 | 1 | 1 |  | #REF! |  | 50126.5016 | 43
6752 | 1762.222 | 42027.814 | 1 | 1 | 38658.133 | 1 | 1 | 1 |  | #REF! |  | 50892.213 | 43
6753 | 1032.624 | 69305.205 | 1 | 1 | 28223.438 | 1 | 1 | 1 |  | #REF! |  | 52161.4948 | 46
6754 | 1153.24 | 85289.799 | 1 | 1 | 16209.148 | 1 | 1 | 1 |  | #REF! |  | 55302.3463 | 44
6755 | 1213.547 | 101485.943 | 1 | 1 | 4859.013 | 1 | 1 | 1 | 14344.1771 | 0 |  | 56172.449 | 47
6756 | 1213.547 | 85511.194 | 1 | 1 | 2786.921 | 1 | 1 | 1 | 16913.6068 | 0 |  | 57031.2458 | 41
6757 | 6200.166 | 48393.216 | 1 | 1 | 4145.884 | 1 | 1 | 1 | 4015.3026 | 0 |  | 55137.7165 | 38
6758 | 1762.222 | 67851.752 | 1 | 1 | 3686.901 | 1 | 1 | 1 | 12748.7263 | 0 |  | 55576.2259 | 43
6759 | 1032.624 | 99762.321 | 1 | 1 | 2113.999 | 1 | 1 | 1 |  | #REF! |  | 57972.6991 | 37
6760 | 1032.624 | 83809.446 | 1 | 1 | 1852.634 | 1 | 1 | 1 |  | #REF! |  | 58173.3241 | 37
6761 | 1032.624 | 71900.893 | 1 | 1 | 2115.039 | 1 | 1 | 1 |  | #REF! |  | 58216.9882 | 39
6762 | 1762.222 | 40066.039 | 1 | 1 | 3692.709 | 1 | 1 | 1 |  | #REF! |  | 58001.1196 | 40
6763 | 6139.858 | 28119.565 | 1 | 1 | 5200.745 | 1 | 1 | 1 |  | #REF! |  | 58142.0146 | 44
6764 | 7599.07 | 29388.475 | 1 | 1 | 5267.433 | 1 | 1 | 1 |  | #REF! |  | 58832.8403 | 47
6765 | 1762.222 | 16163.938 | 1 | 1 | 8661.375 | 1 | 1 | 1 |  | #REF! |  | 58729.7888 | 48
6766 | 1762.222 | 15860.44 | 1 | 1 | 2972.048 | 1 | 1 | 1 |  | #REF! |  | 57335.4317 | 46
6767 | 1762.222 | 15543.342 | 1 | 1 | 1661.055 | 1 | 1 | 1 |  | #REF! |  | 55736.987 | 40
6768 | 1032.624 | 15664.858 | 1 | 1 | 1269.624 | 1 | 1 | 1 |  | #REF! |  | 54956.6032 | 35
6769 | 1032.624 | 15764.597 | 1 | 1 | 561.6 | 1 | 1 | 1 |  | #REF! |  | 53489.1075 | 33
6770 | 1032.624 | 15787.29 | 1 | 1 | 325.187 | 1 | 1 | 1 |  | #REF! |  | 51488.1821 | 31
6771 | 1032.624 | 15873.732 | 1 | 1 | 276.349 | 1 | 1 | 1 |  | #REF! |  | 52207.5797 | 31
6772 | 1032.624 | 15920.021 | 1 | 1 | 277.254 | 1 | 1 | 1 |  | #REF! |  | 52403.4096 | 29
6773 | 1032.624 | 15960.238 | 1 | 1 | 246.742 | 1 | 1 | 1 |  | #REF! |  | 52294.8888 | 30
6774 | 1762.222 | 15972.165 | 1 | 1 | 2518.061 | 1 | 1 | 1 |  | #REF! |  | 52901.2393 | 33
6775 | 6139.858 | 16064.06 | 1 | 1 | 45098.446 | 1 | 1 | 1 |  | #REF! |  | 54566.1476 | 37
6776 | 1762.222 | 42198.978 | 1 | 1 | 44028.223 | 1 | 1 | 1 |  | #REF! |  | 56684.0803 | 43
6777 | 1032.624 | 69459.29 | 1 | 1 | 34110.049 | 1 | 1 | 1 |  | #REF! |  | 59450.3208 | 44
6778 | 1153.24 | 85358.632 | 1 | 1 | 20641.102 | 1 | 1 | 1 |  | #REF! |  | 60647.9731 | 35
6779 | 1213.547 | 101517.528 | 1 | 1 | 8823.356 | 1 | 1 | 1 |  | #REF! |  | 62705.3972 | 29
6780 | 1213.547 | 85511.765 | 1 | 1 | 3118.848 | 1 | 1 | 1 |  | #REF! |  | 63237.1879 | 35
6781 | 6200.166 | 48396.377 | 1 | 1 | 4146.928 | 1 | 1 | 1 |  | #REF! |  | 61901.7242 | 40
6782 | 1762.222 | 67851.964 | 1 | 1 | 3687.542 | 1 | 1 | 1 |  | #REF! |  | 61095.8655 | 38
6783 | 1032.624 | 99762.512 | 1 | 1 | 2114.309 | 1 | 1 | 1 |  | #REF! |  | 63970.6783 | 36
6784 | 1032.624 | 83809.553 | 1 | 1 | 1852.706 | 1 | 1 | 1 |  | #REF! |  | 64468.7578 | 40
6785 | 1032.624 | 71900.974 | 1 | 1 | 2115.07 | 1 | 1 | 1 |  | #REF! |  | 64782.9786 | 37
6786 | 1762.222 | 40067.508 | 1 | 1 | 3709.377 | 1 | 1 | 1 |  | #REF! |  | 64881.8234 | 36
6787 | 6139.858 | 28119.592 | 1 | 1 | 5200.54 | 1 | 1 | 1 |  | #REF! |  | 64615.5743 | 45
6788 | 7599.07 | 29388.505 | 1 | 1 | 5267.365 | 1 | 1 | 1 |  | #REF! |  | 64201.6993 | 48
6789 | 1762.222 | 16153.717 | 1 | 1 | 9112.666 | 1 | 1 | 1 |  | #REF! |  | 62576.1216 | 43
6790 | 1762.222 | 15851.345 | 1 | 1 | 2971.989 | 1 | 1 | 1 |  | #REF! |  | 60095.9375 | 44
6791 | 1762.222 | 15529.738 | 1 | 1 | 1661.019 | 1 | 1 | 1 |  | #REF! |  | 59245.3864 | 42
6792 | 1032.624 | 15653.753 | 1 | 1 | 1269.593 | 1 | 1 | 1 |  | #REF! |  | 57582.5352 | 36
6793 | 1032.624 | 15742.439 | 1 | 1 | 561.541 | 1 | 1 | 1 |  | #REF! |  | 56640.2624 | 50
6794 | 1032.624 | 15770.96 | 1 | 1 | 325.155 | 1 | 1 | 1 |  | #REF! |  | 54798.7065 | 30
6795 | 1032.624 | 15841.016 | 1 | 1 | 276.2 | 1 | 1 | 1 |  | #REF! |  | 54027.5639 | 29
6796 | 1032.624 | 15879.182 | 1 | 1 | 277.004 | 1 | 1 | 1 |  | #REF! |  | 54515.8517 | 29
6797 | 1032.624 | 15915.142 | 1 | 1 | 246.527 | 1 | 1 | 1 |  | #REF! |  | 54112.0959 | 29
6798 | 1762.222 | 15943.726 | 1 | 1 | 2517.761 | 1 | 1 | 1 |  | #REF! |  | 54572.2485 | 31
6799 | 6139.858 | 16026.089 | 1 | 1 | 44813.236 | 1 | 1 | 1 |  | #REF! |  | 55305.0332 | 36
6800 | 1762.222 | 42172.435 | 1 | 1 | 43743.519 | 1 | 1 | 1 |  | #REF! |  | 57029.7599 | 51
6801 | 1032.624 | 69393.718 | 1 | 1 | 34060.373 | 1 | 1 | 1 |  | #REF! |  | 59075.7529 | 34
6802 | 1153.24 | 85302.834 | 1 | 1 | 20124.639 | 1 | 1 | 1 |  | #REF! |  | 62437.7226 | 30
6803 | 1213.547 | 101499.742 | 1 | 1 | 8844.667 | 1 | 1 | 1 |  | #REF! |  | 63716.8686 | 28
6804 | 1213.547 | 85511.333 | 1 | 1 | 2832.999 | 1 | 1 | 1 |  | #REF! |  | 63940.8701 | 34
6805 | 6200.166 | 48393.27 | 1 | 1 | 4145.573 | 1 | 1 | 1 |  | #REF! |  | 61640.0938 | 35
6806 | 1762.222 | 67851.674 | 1 | 1 | 3685.855 | 1 | 1 | 1 |  | #REF! |  | 60592.0964 | 39
6807 | 1032.624 | 99762.173 | 1 | 1 | 2113.126 | 1 | 1 | 1 |  | #REF! |  | 63545.6755 | 33
6808 | 1032.624 | 83809.211 | 1 | 1 | 1851.542 | 1 | 1 | 1 |  | #REF! |  | 62863.9622 | 33
6809 | 1032.624 | 71900.616 | 1 | 1 | 2113.884 | 1 | 1 | 1 |  | #REF! |  | 62789.3021 | 33
6810 | 1762.222 | 40065.891 | 1 | 1 | 3688.432 | 1 | 1 | 1 |  | #REF! |  | 62116.5862 | 30
6811 | 6139.858 | 28119.419 | 1 | 1 | 5198.24 | 1 | 1 | 1 |  | #REF! |  | 61680.2111 | 42
6812 | 7599.07 | 29388.377 | 1 | 1 | 5265.359 | 1 | 1 | 1 |  | #REF! |  | 61783.1762 | 47
6813 | 1762.222 | 16153.052 | 1 | 1 | 5211.735 | 1 | 1 | 1 |  | #REF! |  | 59730.8901 | 53
6814 | 1762.222 | 15703.974 | 1 | 1 | 2971.281 | 1 | 1 | 1 |  | #REF! |  | 58767.2167 | 52
6815 | 1762.222 | 15399.837 | 1 | 1 | 1660.705 | 1 | 1 | 1 |  | #REF! |  | 57492.7053 | 50
6816 | 1032.624 | 15566.649 | 1 | 1 | 1269.445 | 1 | 1 | 1 |  | #REF! |  | 57046.2346 | 47
6817 | 1032.624 | 15721.641 | 1 | 1 | 543.577 | 1 | 1 | 1 |  | #REF! |  | 55155.8507 | 42
6818 | 1032.624 | 15791.562 | 1 | 1 | 597.712 | 1 | 1 | 1 |  | #REF! |  | 54783.8643 | 38
6819 | 1032.624 | 15928.887 | 1 | 1 | 389.288 | 1 | 1 | 1 |  | #REF! |  | 54414.5586 | 32
6820 | 1032.624 | 15985.386 | 1 | 1 | 244.831 | 1 | 1 | 1 |  | #REF! |  | 53770.4058 | 25
6821 | 1032.624 | 16057.664 | 1 | 1 | 245.637 | 1 | 1 | 1 |  | #REF! |  | 53470.6684 | 37
6822 | 1762.222 | 16097.363 | 1 | 1 | 707.866 | 1 | 1 | 1 |  | #REF! |  | 54519.7019 | 34
6823 | 6139.858 | 16183.817 | 1 | 1 | 47151.882 | 1 | 1 | 1 |  | #REF! |  | 55799.6351 | 39
6824 | 1762.222 | 29087.787 | 1 | 1 | 49019.495 | 1 | 1 | 1 |  | #REF! |  | 56832.0947 | 54
6825 | 1032.624 | 29893.237 | 1 | 1 | 43771.237 | 1 | 1 | 1 |  | #REF! |  | 58211.5368 | 49
6826 | 1153.24 | 30635.162 | 1 | 1 | 32186.172 | 1 | 1 | 1 |  | #REF! |  | 61728.9377 | 40
6827 | 1213.547 | 31367.34 | 1 | 1 | 24070.139 | 1 | 1 | 1 |  | #REF! |  | 62279.1003 | 43
6828 | 1213.547 | 30990.859 | 1 | 1 | 16275.634 | 1 | 1 | 1 |  | #REF! |  | 62966.4227 | 42
6829 | 6200.166 | 29082.887 | 1 | 1 | 4967.908 | 1 | 1 | 1 |  | #REF! |  | 60280.5841 | 43
6830 | 1762.222 | 28899.338 | 1 | 1 | 4730.517 | 1 | 1 | 1 |  | #REF! |  | 59669.3378 | 43
6831 | 1032.624 | 29660.883 | 1 | 1 | 5558.466 | 1 | 1 | 1 |  | #REF! |  | 62179.1119 | 45
6832 | 1032.624 | 29275.69 | 1 | 1 | 5816.846 | 1 | 1 | 1 |  | #REF! |  | 61683.5748 | 41
6833 | 1032.624 | 28900.036 | 1 | 1 | 10548.981 | 1 | 1 | 1 |  | #REF! |  | 62233.285 | 47
6834 | 1762.222 | 28343.554 | 1 | 1 | 16217.73 | 1 | 1 | 1 |  | #REF! |  | 62245.3377 | 43
6835 | 6139.858 | 28402.945 | 1 | 1 | 12542.708 | 1 | 1 | 1 |  | #REF! |  | 62124.4201 | 60
6836 | 7599.07 | 29788.738 | 1 | 1 | 12258.617 | 1 | 1 | 1 |  | #REF! |  | 62153.3211 | 74
6837 | 1762.222 | 16671.745 | 1 | 1 | 26008.175 | 1 | 1 | 1 |  | #REF! |  | 60920.0167 | 71
6838 | 1762.222 | 16324.53 | 1 | 1 | 2439.546 | 1 | 1 | 1 |  | #REF! |  | 59347.2527 | 81
6839 | 1762.222 | 15980.438 | 1 | 1 | 1990.454 | 1 | 1 | 1 |  | #REF! |  | 58150.2869 | 75
6840 | 1032.624 | 16080.024 | 1 | 1 | 1206.004 | 1 | 1 | 1 |  | #REF! |  | 57599.8995 | 67
6841 | 1032.624 | 16124.685 | 1 | 1 | 715.423 | 1 | 1 | 1 |  | #REF! |  | 55697.0874 | 57
6842 | 1032.624 | 16112.207 | 1 | 1 | 536.641 | 1 | 1 | 1 |  | #REF! |  | 55751.5478 | 59
6843 | 1032.624 | 16165.843 | 1 | 1 | 421.946 | 1 | 1 | 1 |  | #REF! |  | 54627.1838 | 53
6844 | 1032.624 | 16182.471 | 1 | 1 | 247.832 | 1 | 1 | 1 |  | #REF! |  | 54318.441 | 53
6845 | 1032.624 | 16200.875 | 1 | 1 | 252.65 | 1 | 1 | 1 |  | #REF! |  | 54257.7965 | 52
6846 | 1762.222 | 16220.257 | 1 | 1 | 434.953 | 1 | 1 | 1 |  | #REF! |  | 54914.8662 | 54
6847 | 6139.858 | 16306.13 | 1 | 1 | 63198.321 | 1 | 1 | 1 |  | #REF! |  | 55849.0025 | 58
6848 | 1762.222 | 16495.268 | 1 | 1 | 64973.029 | 1 | 1 | 1 |  | #REF! |  | 57338.132 | 73
6849 | 1032.624 | 17345.143 | 1 | 1 | 59240.296 | 1 | 1 | 1 |  | #REF! |  | 57762.8235 | 57
6850 | 1153.24 | 18078.35 | 1 | 1 | 47759.989 | 1 | 1 | 1 | 11236.4297 | 0 |  | 59077.1629 | 47
6851 | 1213.547 | 18680.14 | 1 | 1 | 35900.103 | 1 | 1 | 1 | 31194.7191 | 0 |  | 58638.7684 | 46
6852 | 1213.547 | 18294.356 | 1 | 1 | 26487.596 | 1 | 1 | 1 | 12248.7615 | 0 |  | 58974.2206 | 43
6853 | 6200.166 | 16386.615 | 1 | 1 | 6845.016 | 1 | 1 | 1 | 37218.7923 | 0 |  | 57037.787 | 45
6854 | 1762.222 | 16203.155 | 1 | 1 | 12184.724 | 1 | 1 | 1 | 25735.0813 | 0 |  | 57029.9498 | 39
6855 | 1032.624 | 16973.565 | 1 | 1 | 9214.52 | 1 | 1 | 1 | 5169.472 | 0 |  | 59690.3787 | 42
6856 | 1032.624 | 16588.361 | 1 | 1 | 9014.283 | 1 | 1 | 1 |  | #REF! |  | 59889.2752 | 42
6857 | 1032.624 | 16203.839 | 1 | 1 | 11917.943 | 1 | 1 | 1 |  | #REF! |  | 60110.2165 | 43
6858 | 1762.222 | 15593.166 | 1 | 1 | 19874.4 | 1 | 1 | 1 |  | #REF! |  | 60562.9301 | 50
6859 | 6139.858 | 15655.335 | 1 | 1 | 14220.019 | 1 | 1 | 1 |  | #REF! |  | 60884.4319 | 57
6860 | 7599.07 | 17046.545 | 1 | 1 | 14647.711 | 1 | 1 | 1 |  | #REF! |  | 61024.4546 | 67
6861 | 1762.222 | 16615.086 | 1 | 1 | 27516.899 | 1 | 1 | 1 |  | #REF! |  | 59976.4797 | 75
6862 | 1762.222 | 16258.313 | 1 | 1 | 2318.604 | 1 | 1 | 1 |  | #REF! |  | 59137.675 | 76
6863 | 1762.222 | 15901.357 | 1 | 1 | 2133.034 | 1 | 1 | 1 |  | #REF! |  | 58567.4526 | 75
6864 | 1032.624 | 15992.496 | 1 | 1 | 1204.532 | 1 | 1 | 1 |  | #REF! |  | 58544.9697 | 67
6865 | 1032.624 | 16055.953 | 1 | 1 | 562.959 | 1 | 1 | 1 |  | #REF! |  | 56833.2541 | 60
6866 | 1032.624 | 16048.029 | 1 | 1 | 326.824 | 1 | 1 | 1 |  | #REF! |  | 54186.0602 | 57
6867 | 1032.624 | 16100.48 | 1 | 1 | 280.751 | 1 | 1 | 1 |  | #REF! |  | 53859.5472 | 56
6868 | 1032.624 | 16117.965 | 1 | 1 | 281.577 | 1 | 1 | 1 |  | #REF! |  | 53665.3042 | 53
6869 | 1032.624 | 16170.227 | 1 | 1 | 251.176 | 1 | 1 | 1 |  | #REF! |  | 53385.1835 | 51
6870 | 1762.222 | 16196.69 | 1 | 1 | 2527.961 | 1 | 1 | 1 |  | #REF! |  | 54020.5247 | 48
6871 | 6139.858 | 16282.572 | 1 | 1 | 66477.934 | 1 | 1 | 1 |  | #REF! |  | 54889.132 | 53
6872 | 1762.222 | 44681.574 | 1 | 1 | 63942.381 | 1 | 1 | 1 |  | #REF! |  | 55187.9071 | 57
6873 | 1032.624 | 71579.454 | 1 | 1 | 51249.312 | 1 | 1 | 1 |  | #REF! |  | 55875.6142 | 43
6874 | 1153.24 | 86905.712 | 1 | 1 | 35994.364 | 1 | 1 | 1 |  | #REF! |  | 57152.0296 | 55
6875 | 1213.547 | 102517.58 | 1 | 1 | 23538.909 | 1 | 1 | 1 |  | #REF! |  | 57305.1385 | 55
6876 | 1213.547 | 86173.003 | 1 | 1 | 13837.204 | 1 | 1 | 1 | 26168.1801 | 0 |  | 56993.0334 | 50
6877 | 6200.166 | 49147.951 | 1 | 1 | 4151.268 | 1 | 1 | 1 |  | #REF! |  | 54163.5667 | 50
6878 | 1762.222 | 68130.986 | 1 | 1 | 3832.989 | 1 | 1 | 1 | 10716.4045 | 0 |  | 54727.1942 | 45
6879 | 1032.624 | 99816.514 | 1 | 1 | 2296.826 | 1 | 1 | 1 | 4424.9844 | 0 |  | 55445.3329 | 45
6880 | 1032.624 | 83880.012 | 1 | 1 | 2060.784 | 1 | 1 | 1 |  | #REF! |  | 55360.8133 | 43
6881 | 1032.624 | 72040.296 | 1 | 1 | 4850.149 | 1 | 1 | 1 |  | #REF! |  | 56157.2561 | 46
6882 | 1762.222 | 40598.677 | 1 | 1 | 12548.749 | 1 | 1 | 1 |  | #REF! |  | 55652.2708 | 51
6883 | 6139.858 | 28121.632 | 1 | 1 | 9222.406 | 1 | 1 | 1 |  | #REF! |  | 57004.9374 | 63
6884 | 7599.07 | 29557.778 | 1 | 1 | 12029.31 | 1 | 1 | 1 |  | #REF! |  | 58037.4399 | 76
6885 | 1762.222 | 16510.745 | 1 | 1 | 27800.623 | 1 | 1 | 1 |  | #REF! |  | 57498.0912 | 78
6886 | 1762.222 | 16228.938 | 1 | 1 | 2975.59 | 1 | 1 | 1 |  | #REF! |  | 56687.7881 | 78
6887 | 1762.222 | 15938.208 | 1 | 1 | 1663.637 | 1 | 1 | 1 |  | #REF! |  | 56190.8334 | 73
6888 | 1032.624 | 16080.313 | 1 | 1 | 1272.061 | 1 | 1 | 1 |  | #REF! |  | 55276.0568 | 73
6889 | 1032.624 | 16216.016 | 1 | 1 | 563.729 | 1 | 1 | 1 |  | #REF! |  | 53689.5271 | 61
6890 | 1032.624 | 16285.723 | 1 | 1 | 328.026 | 1 | 1 | 1 |  | #REF! |  | 51138.8549 | 58
6891 | 1032.624 | 16431.44 | 1 | 1 | 297.662 | 1 | 1 | 1 |  | #REF! |  | 50078.7936 | 56
6892 | 1032.624 | 16534.653 | 1 | 1 | 394.004 | 1 | 1 | 1 |  | #REF! |  | 50963.6237 | 52
6893 | 1032.624 | 16655.242 | 1 | 1 | 1973.109 | 1 | 1 | 1 |  | #REF! |  | 50769.413 | 53
6894 | 1762.222 | 16751.207 | 1 | 1 | 8465.884 | 1 | 1 | 1 |  | #REF! |  | 51138.3957 | 54
6895 | 6139.858 | 16858.349 | 1 | 1 | 89349.824 | 1 | 1 | 1 |  | #REF! |  | 51429.3499 | 55
6896 | 1762.222 | 45548.869 | 1 | 1 | 88631.371 | 1 | 1 | 1 |  | #REF! |  | 50997.6442 | 52
6897 | 1032.624 | 72797.841 | 1 | 1 | 79677.002 | 1 | 1 | 1 |  | #REF! |  | 50622.3335 | 55
6898 | 1153.24 | 88539.601 | 1 | 1 | 68340.861 | 1 | 1 | 1 |  | #REF! |  | 51101.5192 | 55
6899 | 1213.547 | 104217.607 | 1 | 1 | 58666.825 | 1 | 1 | 1 |  | #REF! |  | 50646.4453 | 54
6900 | 1213.547 | 87731.014 | 1 | 1 | 50185.647 | 1 | 1 | 1 |  | #REF! |  | 49823.997 | 50
6901 | 6200.166 | 50620.381 | 1 | 1 | 34100.61 | 1 | 1 | 1 |  | #REF! |  | 48892.3045 | 48
6902 | 1762.222 | 69668.627 | 1 | 1 | 39267.729 | 1 | 1 | 1 |  | #REF! |  | 49327.805 | 47
6903 | 1032.624 | 101221.466 | 1 | 1 | 37898.336 | 1 | 1 | 1 |  | #REF! |  | 49457.86 | 42
6904 | 1032.624 | 85402.598 | 1 | 1 | 37585.009 | 1 | 1 | 1 |  | #REF! |  | 49499.631 | 45
6905 | 1032.624 | 73774.643 | 1 | 1 | 41097.436 | 1 | 1 | 1 |  | #REF! |  | 50208.1139 | 46
6906 | 1762.222 | 42606.24 | 1 | 1 | 46023.531 | 1 | 1 | 1 |  | #REF! |  | 51243.4352 | 51
6907 | 6139.858 | 29356.193 | 1 | 1 | 40780.654 | 1 | 1 | 1 |  | #REF! |  | 53450.2291 | 66
6908 | 7599.07 | 30768.181 | 1 | 1 | 40370.266 | 1 | 1 | 1 |  | #REF! |  | 54814.4949 | 75
6909 | 1762.222 | 17299.401 | 1 | 1 | 52448.426 | 1 | 1 | 1 |  | #REF! |  | 54190.8533 | 81
6910 | 1762.222 | 16926.181 | 1 | 1 | 2982.03 | 1 | 1 | 1 |  | #REF! |  | 53442.8187 | 81
6911 | 1762.222 | 16563.515 | 1 | 1 | 1667.519 | 1 | 1 | 1 |  | #REF! |  | 53262.6824 | 72
6912 | 1032.624 | 16645.039 | 1 | 1 | 1281.628 | 1 | 1 | 1 |  | #REF! |  | 52682.4239 | 69
6913 | 1032.624 | 16656.202 | 1 | 1 | 603.689 | 1 | 1 | 1 |  | #REF! |  | 50566.7188 | 56
6914 | 1032.624 | 16606.652 | 1 | 1 | 464.367 | 1 | 1 | 1 |  | #REF! |  | 48461.4441 | 52
6915 | 1032.624 | 16614.972 | 1 | 1 | 795.874 | 1 | 1 | 1 |  | #REF! |  | 48418.5363 | 51
6916 | 1032.624 | 16631.168 | 1 | 1 | 1868.43 | 1 | 1 | 1 |  | #REF! |  | 48818.8 | 50
6917 | 1032.624 | 16639.241 | 1 | 1 | 4287.981 | 1 | 1 | 1 |  | #REF! |  | 49117.6328 | 53
6918 | 1762.222 | 16623.679 | 1 | 1 | 7861.106 | 1 | 1 | 1 |  | #REF! |  | 50364.629 | 50
6919 | 6139.858 | 16751.733 | 1 | 1 | 88217.399 | 1 | 1 | 1 |  | #REF! |  | 51843.6626 | 54
6920 | 1762.222 | 45494.801 | 1 | 1 | 84580.647 | 1 | 1 | 1 |  | #REF! |  | 53961.3999 | 73
6921 | 1032.624 | 72460.371 | 1 | 1 | 71598.967 | 1 | 1 | 1 |  | #REF! |  | 56187.448 | 60
6922 | 1153.24 | 87895.79 | 1 | 1 | 56541.161 | 1 | 1 | 1 |  | #REF! |  | 60481.3365 | 51
6923 | 1213.547 | 103307.072 | 1 | 1 | 45583.529 | 1 | 1 | 1 |  | #REF! |  | 61857.3092 | 41
6924 | 1213.547 | 86796.658 | 1 | 1 | 37002.641 | 1 | 1 | 1 |  | #REF! |  | 61607.0476 | 42
6925 | 6200.166 | 49615.962 | 1 | 1 | 19626.166 | 1 | 1 | 1 |  | #REF! |  | 58649.2954 | 44
6926 | 1762.222 | 68472.914 | 1 | 1 | 21100.785 | 1 | 1 | 1 |  | #REF! |  | 58465.2785 | 45
6927 | 1032.624 | 99949.856 | 1 | 1 | 18062.818 | 1 | 1 | 1 |  | #REF! |  | 60610.8155 | 48
6928 | 1032.624 | 84056.644 | 1 | 1 | 17923.906 | 1 | 1 | 1 |  | #REF! |  | 60654.4014 | 45
6929 | 1032.624 | 72445.384 | 1 | 1 | 22209.588 | 1 | 1 | 1 |  | #REF! |  | 61258.9257 | 35
6930 | 1762.222 | 41401.448 | 1 | 1 | 29541.127 | 1 | 1 | 1 |  | #REF! |  | 61494.2769 | 43
6931 | 6139.858 | 28685.001 | 1 | 1 | 24381.626 | 1 | 1 | 1 |  | #REF! |  | 62400.502 | 52
6932 | 7599.07 | 30103.631 | 1 | 1 | 24616.713 | 1 | 1 | 1 |  | #REF! |  | 62190.7077 | 65
6933 | 1762.222 | 16856.993 | 1 | 1 | 37485.799 | 1 | 1 | 1 |  | #REF! |  | 60251.5043 | 71
6934 | 1762.222 | 16499.746 | 1 | 1 | 2977.689 | 1 | 1 | 1 |  | #REF! |  | 58470.2821 | 71
6935 | 1762.222 | 16165.824 | 1 | 1 | 1664.81 | 1 | 1 | 1 |  | #REF! |  | 57858.1246 | 65
6936 | 1032.624 | 16259.064 | 1 | 1 | 1272.849 | 1 | 1 | 1 |  | #REF! |  | 57448.5363 | 60
6937 | 1032.624 | 16372.222 | 1 | 1 | 564.235 | 1 | 1 | 1 |  | #REF! |  | 55372.9958 | 54
6938 | 1032.624 | 16425.987 | 1 | 1 | 332.686 | 1 | 1 | 1 |  | #REF! |  | 53245.6895 | 52
6939 | 1032.624 | 16557.268 | 1 | 1 | 345.958 | 1 | 1 | 1 |  | #REF! |  | 53061.7133 | 48
6940 | 1032.624 | 16658.471 | 1 | 1 | 952.888 | 1 | 1 | 1 |  | #REF! |  | 53117.0441 | 47
6941 | 1032.624 | 16753.347 | 1 | 1 | 4273.225 | 1 | 1 | 1 |  | #REF! |  | 53201.654 | 40
6942 | 1762.222 | 16815.645 | 1 | 1 | 10768.826 | 1 | 1 | 1 |  | #REF! |  | 54664.5816 | 47
6943 | 6139.858 | 16931.663 | 1 | 1 | 91365.402 | 1 | 1 | 1 |  | #REF! |  | 56471.7005 | 58
6944 | 1762.222 | 45795.808 | 1 | 1 | 89314.086 | 1 | 1 | 1 |  | #REF! |  | 57831.424 | 70
6945 | 1032.624 | 72935.776 | 1 | 1 | 78613.609 | 1 | 1 | 1 |  | #REF! |  | 58351.7068 | 46
6946 | 1153.24 | 88520.965 | 1 | 1 | 65454.259 | 1 | 1 | 1 |  | #REF! |  | 59590.839 | 41
6947 | 1213.547 | 103946.763 | 1 | 1 | 53160.395 | 1 | 1 | 1 |  | #REF! |  | 59808.0342 | 36
6948 | 1213.547 | 87327.895 | 1 | 1 | 43179.205 | 1 | 1 | 1 |  | #REF! |  | 59762.8511 | 40
6949 | 6200.166 | 50053.803 | 1 | 1 | 24365.947 | 1 | 1 | 1 |  | #REF! |  | 57149.9 | 35
6950 | 1762.222 | 69001.601 | 1 | 1 | 28272.05 | 1 | 1 | 1 |  | #REF! |  | 56323.128 | 42
6951 | 1032.624 | 100490.61 | 1 | 1 | 26058.024 | 1 | 1 | 1 |  | #REF! |  | 59585.7537 | 45
6952 | 1032.624 | 84698.433 | 1 | 1 | 26376.202 | 1 | 1 | 1 |  | #REF! |  | 59880.1084 | 43
6953 | 1032.624 | 73103.927 | 1 | 1 | 30762.031 | 1 | 1 | 1 |  | #REF! |  | 60469.6856 | 45
6954 | 1762.222 | 42072.01 | 1 | 1 | 37963.852 | 1 | 1 | 1 |  | #REF! |  | 60851.3991 | 45
6955 | 6139.858 | 29046.279 | 1 | 1 | 31895.47 | 1 | 1 | 1 |  | #REF! |  | 61754.4767 | 48
6956 | 7599.07 | 30429.124 | 1 | 1 | 30924.883 | 1 | 1 | 1 |  | #REF! |  | 61986.2739 | 55
6957 | 1762.222 | 17039.543 | 1 | 1 | 42817.732 | 1 | 1 | 1 |  | #REF! |  | 60236.3231 | 65
6958 | 1762.222 | 16655.365 | 1 | 1 | 2979.25 | 1 | 1 | 1 |  | #REF! |  | 58403.2507 | 68
6959 | 1762.222 | 16265.614 | 1 | 1 | 1665.549 | 1 | 1 | 1 |  | #REF! |  | 56563.0864 | 64
6960 | 1032.624 | 16335.875 | 1 | 1 | 1273.367 | 1 | 1 | 1 |  | #REF! |  | 57399.5236 | 57
6961 | 1032.624 | 16333.165 | 1 | 1 | 564.231 | 1 | 1 | 1 |  | #REF! |  | 55967.47 | 51
6962 | 1032.624 | 16268.605 | 1 | 1 | 328.026 | 1 | 1 | 1 |  | #REF! |  | 52973.0594 | 47
6963 | 1032.624 | 16272.345 | 1 | 1 | 285.51 | 1 | 1 | 1 |  | #REF! |  | 52615.3853 | 42
6964 | 1032.624 | 16265.237 | 1 | 1 | 292.676 | 1 | 1 | 1 |  | #REF! |  | 52621.7193 | 41
6965 | 1032.624 | 16274.283 | 1 | 1 | 289.514 | 1 | 1 | 1 |  | #REF! |  | 52890.6775 | 43
6966 | 1762.222 | 16288.261 | 1 | 1 | 2580.407 | 1 | 1 | 1 |  | #REF! |  | 53495.8552 | 43
6967 | 6139.858 | 16405.063 | 1 | 1 | 73252.548 | 1 | 1 | 1 |  | #REF! |  | 54433.4831 | 50
6968 | 1762.222 | 44755.615 | 1 | 1 | 72409.945 | 1 | 1 | 1 |  | #REF! |  | 56452.0665 | 66
6969 | 1032.624 | 71825.475 | 1 | 1 | 62524.795 | 1 | 1 | 1 |  | #REF! |  | 57936.1443 | 31
6970 | 1153.24 | 87412.86 | 1 | 1 | 50636.97 | 1 | 1 | 1 |  | #REF! |  | 60496.3385 | 43
6971 | 1213.547 | 102863.456 | 1 | 1 | 39882.738 | 1 | 1 | 1 |  | #REF! |  | 61208.3134 | 42
6972 | 1213.547 | 86385.668 | 1 | 1 | 30797.283 | 1 | 1 | 1 |  | #REF! |  | 60983.061 | 41
6973 | 6200.166 | 49245.416 | 1 | 1 | 12111.096 | 1 | 1 | 1 |  | #REF! |  | 58369.5582 | 42
6974 | 1762.222 | 68229.09 | 1 | 1 | 16475.374 | 1 | 1 | 1 |  | #REF! |  | 58325.1476 | 41
6975 | 1032.624 | 99828.319 | 1 | 1 | 14523.576 | 1 | 1 | 1 |  | #REF! |  | 61036.6089 | 41
6976 | 1032.624 | 83923.46 | 1 | 1 | 14576.681 | 1 | 1 | 1 |  | #REF! |  | 61428.5312 | 39
6977 | 1032.624 | 72215.772 | 1 | 1 | 19386.231 | 1 | 1 | 1 |  | #REF! |  | 61981.2577 | 39
6978 | 1762.222 | 41081.116 | 1 | 1 | 25251.673 | 1 | 1 | 1 |  | #REF! |  | 61760.9578 | 48
6979 | 6139.858 | 28481.237 | 1 | 1 | 18541.169 | 1 | 1 | 1 |  | #REF! |  | 62034.1862 | 58
6980 | 7599.07 | 29829.053 | 1 | 1 | 17544.085 | 1 | 1 | 1 |  | #REF! |  | 61478.2749 | 67
6981 | 1762.222 | 16636.328 | 1 | 1 | 29545.836 | 1 | 1 | 1 |  | #REF! |  | 59743.7171 | 75
6982 | 1762.222 | 16239.834 | 1 | 1 | 2975.04 | 1 | 1 | 1 |  | #REF! |  | 58271.9919 | 71
6983 | 1762.222 | 15847.917 | 1 | 1 | 1662.775 | 1 | 1 | 1 |  | #REF! |  | 57891.5124 | 65
6984 | 1032.624 | 15893.933 | 1 | 1 | 1270.868 | 1 | 1 | 1 |  | #REF! |  | 56413.9776 | 63
6985 | 1032.624 | 15936.64 | 1 | 1 | 544.462 | 1 | 1 | 1 |  | #REF! |  | 55597.3788 | 51
6986 | 1032.624 | 15925.686 | 1 | 1 | 598.382 | 1 | 1 | 1 |  | #REF! |  | 53701.4906 | 49
6987 | 1032.624 | 15968.521 | 1 | 1 | 389.764 | 1 | 1 | 1 |  | #REF! |  | 53000.9025 | 49
6988 | 1032.624 | 15998.752 | 1 | 1 | 245.802 | 1 | 1 | 1 |  | #REF! |  | 52383.5627 | 45
6989 | 1032.624 | 16018.418 | 1 | 1 | 246.252 | 1 | 1 | 1 |  | #REF! |  | 53576.6727 | 32
6990 | 1762.222 | 16014.237 | 1 | 1 | 707.776 | 1 | 1 | 1 |  | #REF! |  | 54323.5697 | 51
6991 | 6139.858 | 16106.813 | 1 | 1 | 52125.194 | 1 | 1 | 1 |  | #REF! |  | 55596.5894 | 55
6992 | 1762.222 | 29462.695 | 1 | 1 | 53599.907 | 1 | 1 | 1 |  | #REF! |  | 57502.7392 | 65
6993 | 1032.624 | 29970.686 | 1 | 1 | 44880.418 | 1 | 1 | 1 |  | #REF! |  | 58679.7957 | 51
6994 | 1153.24 | 30544.854 | 1 | 1 | 31347.875 | 1 | 1 | 1 |  | #REF! |  | 60000.2134 | 39
6995 | 1213.547 | 31367.568 | 1 | 1 | 19223.675 | 1 | 1 | 1 |  | #REF! |  | 59515.2266 | 42
6996 | 1213.547 | 30991.159 | 1 | 1 | 12377.233 | 1 | 1 | 1 |  | #REF! |  | 59495.5331 | 37
6997 | 6200.166 | 29083.242 | 1 | 1 | 4962.303 | 1 | 1 | 1 |  | #REF! |  | 57054.6786 | 39
6998 | 1762.222 | 28899.599 | 1 | 1 | 3954.758 | 1 | 1 | 1 |  | #REF! |  | 57229.3122 | 45
6999 | 1032.624 | 29661.066 | 1 | 1 | 3179.621 | 1 | 1 | 1 |  | #REF! |  | 59788.5671 | 44
7000 | 1032.624 | 29275.892 | 1 | 1 | 2647.848 | 1 | 1 | 1 |  | #REF! |  | 59710.0415 | 44
7001 | 1032.624 | 28899.716 | 1 | 1 | 7845.156 | 1 | 1 | 1 |  | #REF! |  | 60469.8898 | 43
7002 | 1762.222 | 28215.532 | 1 | 1 | 13556.182 | 1 | 1 | 1 |  | #REF! |  | 60717.7211 | 41
7003 | 6139.858 | 28120.693 | 1 | 1 | 8320.113 | 1 | 1 | 1 |  | #REF! |  | 61766.4064 | 50
7004 | 7599.07 | 29502.563 | 1 | 1 | 7993.515 | 1 | 1 | 1 |  | #REF! |  | 61848.9479 | 58
7005 | 1762.222 | 16411.049 | 1 | 1 | 22094.899 | 1 | 1 | 1 |  | #REF! |  | 60580.9063 | 64
7006 | 1762.222 | 16087.665 | 1 | 1 | 2438.235 | 1 | 1 | 1 |  | #REF! |  | 58384.3111 | 66
7007 | 1762.222 | 15747.344 | 1 | 1 | 1989.216 | 1 | 1 | 1 |  | #REF! |  | 57851.2143 | 61
7008 | 1032.624 | 15867.037 | 1 | 1 | 1205.098 | 1 | 1 | 1 |  | #REF! |  | 56756.6892 | 55
7009 | 1032.624 | 15964.097 | 1 | 1 | 714.819 | 1 | 1 | 1 |  | #REF! |  | 56073.39 | 48
7010 | 1032.624 | 16009.917 | 1 | 1 | 536.229 | 1 | 1 | 1 |  | #REF! |  | 53461.7491 | 48
7011 | 1032.624 | 16106.258 | 1 | 1 | 421.64 | 1 | 1 | 1 |  | #REF! |  | 53417.2858 | 48
7012 | 1032.624 | 16154.805 | 1 | 1 | 247.475 | 1 | 1 | 1 |  | #REF! |  | 52914.7074 | 46
7013 | 1032.624 | 16208.839 | 1 | 1 | 248.862 | 1 | 1 | 1 |  | #REF! |  | 52908.0136 | 47
7014 | 1762.222 | 16231.823 | 1 | 1 | 429.887 | 1 | 1 | 1 |  | #REF! |  | 53340.183 | 50
7015 | 6139.858 | 16333.566 | 1 | 1 | 62608.788 | 1 | 1 | 1 |  | #REF! |  | 53424.4208 | 66
7016 | 1762.222 | 16509.847 | 1 | 1 | 64648.623 | 1 | 1 | 1 |  | #REF! |  | 55365.9183 | 49
7017 | 1032.624 | 17298.383 | 1 | 1 | 56833.624 | 1 | 1 | 1 |  | #REF! |  | 56692.2932 | 51
7018 | 1153.24 | 18055.009 | 1 | 1 | 45679.534 | 1 | 1 | 1 |  | #REF! |  | 59110.5918 | 43
7019 | 1213.547 | 18731.278 | 1 | 1 | 38455.614 | 1 | 1 | 1 | 14458.4133 | 0 |  | 59296.1051 | 45
7020 | 1213.547 | 18294.356 | 1 | 1 | 30567.537 | 1 | 1 | 1 | 26657.7721 | 0 |  | 59009.0825 | 41
7021 | 6200.166 | 16386.615 | 1 | 1 | 8364.307 | 1 | 1 | 1 | 2558.1779 | 0 |  | 56577.1852 | 39
7022 | 1762.222 | 16203.591 | 1 | 1 | 16478.245 | 1 | 1 | 1 | 13335.9694 | 0 |  | 57739.3772 | 40
7023 | 1032.624 | 16974.337 | 1 | 1 | 16362.341 | 1 | 1 | 1 | 5530.0315 | 0 |  | 60152.4478 | 38
7024 | 1032.624 | 16589.93 | 1 | 1 | 16076.946 | 1 | 1 | 1 |  | #REF! |  | 59583.6051 | 40
7025 | 1032.624 | 16325.931 | 1 | 1 | 18729.439 | 1 | 1 | 1 |  | #REF! |  | 59569.1753 | 33
7026 | 1762.222 | 15835.921 | 1 | 1 | 25112.66 | 1 | 1 | 1 |  | #REF! |  | 60298.1261 | 51
7027 | 6139.858 | 15870.46 | 1 | 1 | 19428.339 | 1 | 1 | 1 |  | #REF! |  | 60423.0315 | 42
7028 | 7599.07 | 17239.097 | 1 | 1 | 19796.582 | 1 | 1 | 1 |  | #REF! |  | 60454.5134 | 67
7029 | 1762.222 | 16775.848 | 1 | 1 | 31599.976 | 1 | 1 | 1 |  | #REF! |  | 58835.1386 | 68
7030 | 1762.222 | 16403.618 | 1 | 1 | 2319.576 | 1 | 1 | 1 |  | #REF! |  | 58513.8997 | 71
7031 | 1762.222 | 16038.95 | 1 | 1 | 2134.016 | 1 | 1 | 1 |  | #REF! |  | 57880.6301 | 69
7032 | 1032.624 | 16110.654 | 1 | 1 | 1205.159 | 1 | 1 | 1 |  | #REF! |  | 57232.6138 | 71
7033 | 1032.624 | 16166.805 | 1 | 1 | 563.413 | 1 | 1 | 1 |  | #REF! |  | 55508.5422 | 60
7034 | 1032.624 | 16137.598 | 1 | 1 | 327.232 | 1 | 1 | 1 |  | #REF! |  | 53378.2754 | 58
7035 | 1032.624 | 16199.71 | 1 | 1 | 281.649 | 1 | 1 | 1 |  | #REF! |  | 53384.0826 | 59
7036 | 1032.624 | 16248.233 | 1 | 1 | 282.501 | 1 | 1 | 1 |  | #REF! |  | 52705.744 | 55
7037 | 1032.624 | 16276.241 | 1 | 1 | 255.076 | 1 | 1 | 1 |  | #REF! |  | 52586.2422 | 51
7038 | 1762.222 | 16299.434 | 1 | 1 | 2532.237 | 1 | 1 | 1 |  | #REF! |  | 52868.1 | 61
7039 | 6139.858 | 16391.536 | 1 | 1 | 68967.942 | 1 | 1 | 1 |  | #REF! |  | 53781.7869 | 52
7040 | 1762.222 | 45436.694 | 1 | 1 | 68213.38 | 1 | 1 | 1 |  | #REF! |  | 53608.2415 | 60
7041 | 1032.624 | 72445.347 | 1 | 1 | 57891.287 | 1 | 1 | 1 |  | #REF! |  | 54046.4468 | 52
7042 | 1153.24 | 87926.984 | 1 | 1 | 45075.795 | 1 | 1 | 1 | 5079.3761 | 0 |  | 54836.4695 | 57
7043 | 1213.547 | 103207.292 | 1 | 1 | 32397.803 | 1 | 1 | 1 | 22122.5076 | 0 |  | 55253.2278 | 50
7044 | 1213.547 | 86689.906 | 1 | 1 | 21530.387 | 1 | 1 | 1 | 30744.7533 | 0 |  | 55787.5316 | 45
7045 | 6200.166 | 49529.935 | 1 | 1 | 4534.621 | 1 | 1 | 1 | 18437.0706 | 0 |  | 53908.6635 | 47
7046 | 1762.222 | 68461.047 | 1 | 1 | 7699.181 | 1 | 1 | 1 | 25187.632 | 0 |  | 54494.6257 | 44
7047 | 1032.624 | 99951.215 | 1 | 1 | 5603.959 | 1 | 1 | 1 | 16530.3024 | 0 |  | 54953.4933 | 41
7048 | 1032.624 | 84042.385 | 1 | 1 | 6666.267 | 1 | 1 | 1 |  | #REF! |  | 54582.5099 | 36
7049 | 1032.624 | 72290.772 | 1 | 1 | 12651.776 | 1 | 1 | 1 |  | #REF! |  | 55189.3996 | 43
7050 | 1762.222 | 41051.244 | 1 | 1 | 20826.321 | 1 | 1 | 1 |  | #REF! |  | 55364.864 | 43
7051 | 6139.858 | 28312.119 | 1 | 1 | 13438.148 | 1 | 1 | 1 |  | #REF! |  | 56288.8084 | 57
7052 | 7599.07 | 29683.716 | 1 | 1 | 12905.955 | 1 | 1 | 1 |  | #REF! |  | 55626.3765 | 56
7053 | 1762.222 | 16516.011 | 1 | 1 | 25636.085 | 1 | 1 | 1 |  | #REF! |  | 55455.184 | 61
7054 | 1762.222 | 16129.3 | 1 | 1 | 2974.155 | 1 | 1 | 1 |  | #REF! |  | 55643.1861 | 64
7055 | 1762.222 | 15751.373 | 1 | 1 | 1662.219 | 1 | 1 | 1 |  | #REF! |  | 55161.4349 | 67
7056 | 1032.624 | 15809.592 | 1 | 1 | 1270.424 | 1 | 1 | 1 |  | #REF! |  | 54820.9228 | 64
7057 | 1032.624 | 15839.226 | 1 | 1 | 562.068 | 1 | 1 | 1 |  | #REF! |  | 52943.7684 | 56
7058 | 1032.624 | 15815.729 | 1 | 1 | 325.664 | 1 | 1 | 1 |  | #REF! |  | 51027.5517 | 62
7059 | 1032.624 | 15841.666 | 1 | 1 | 277.418 | 1 | 1 | 1 |  | #REF! |  | 50018.9453 | 53
7060 | 1032.624 | 15856.607 | 1 | 1 | 277.986 | 1 | 1 | 1 |  | #REF! |  | 50131.1027 | 55
7061 | 1032.624 | 15872.077 | 1 | 1 | 246.916 | 1 | 1 | 1 |  | #REF! |  | 49402.2319 | 54
7062 | 1762.222 | 15876.732 | 1 | 1 | 2517.754 | 1 | 1 | 1 |  | #REF! |  | 49907.7455 | 53
7063 | 6139.858 | 15970.191 | 1 | 1 | 48502.944 | 1 | 1 | 1 |  | #REF! |  | 50390.6279 | 52
7064 | 1762.222 | 43228.634 | 1 | 1 | 49051.877 | 1 | 1 | 1 |  | #REF! |  | 50448.9084 | 52
7065 | 1032.624 | 70287.896 | 1 | 1 | 40214.262 | 1 | 1 | 1 |  | #REF! |  | 49005.6369 | 50
7066 | 1153.24 | 85855.86 | 1 | 1 | 27847.105 | 1 | 1 | 1 | 8367.2977 | 0 |  | 49271.6721 | 55
7067 | 1213.547 | 101737.832 | 1 | 1 | 16947.289 | 1 | 1 | 1 | 35094.1864 | 0 |  | 48553.4668 | 52
7068 | 1213.547 | 85584.112 | 1 | 1 | 6681.128 | 1 | 1 | 1 | 16818.0821 | 0 |  | 48431.9171 | 50
7069 | 6200.166 | 48534.011 | 1 | 1 | 4147.536 | 1 | 1 | 1 | 33989.2917 | 0 |  | 48069.0828 | 48
7070 | 1762.222 | 67858.426 | 1 | 1 | 3687.978 | 1 | 1 | 1 | 22416.6347 | 0 |  | 48666.244 | 48
7071 | 1032.624 | 99763.369 | 1 | 1 | 2114.593 | 1 | 1 | 1 | 15460.4467 | 0 |  | 48529.6367 | 46
7072 | 1032.624 | 83810.383 | 1 | 1 | 1853.055 | 1 | 1 | 1 |  | #REF! |  | 48796.6206 | 46
7073 | 1032.624 | 71901.896 | 1 | 1 | 2115.474 | 1 | 1 | 1 |  | #REF! |  | 49547.0065 | 47
7074 | 1762.222 | 40148.847 | 1 | 1 | 3885.56 | 1 | 1 | 1 |  | #REF! |  | 50853.4262 | 53
7075 | 6139.858 | 28120.191 | 1 | 1 | 5200.635 | 1 | 1 | 1 |  | #REF! |  | 53407.5401 | 66
7076 | 7599.07 | 29388.908 | 1 | 1 | 5266.737 | 1 | 1 | 1 |  | #REF! |  | 53934.8054 | 80
7077 | 1762.222 | 16153.052 | 1 | 1 | 8968.384 | 1 | 1 | 1 |  | #REF! |  | 54382.6298 | 87
7078 | 1762.222 | 15703.842 | 1 | 1 | 2970.984 | 1 | 1 | 1 |  | #REF! |  | 53431.3499 | 86
7079 | 1762.222 | 15362.286 | 1 | 1 | 1660.213 | 1 | 1 | 1 |  | #REF! |  | 53379.1025 | 79
7080 | 1032.624 | 15448.166 | 1 | 1 | 1268.713 | 1 | 1 | 1 |  | #REF! |  | 52528.5939 | 76
7081 | 1032.624 | 15531.997 | 1 | 1 | 560.833 | 1 | 1 | 1 |  | #REF! |  | 50633.6105 | 70
7082 | 1032.624 | 15542.065 | 1 | 1 | 324.245 | 1 | 1 | 1 |  | #REF! |  | 48657.8504 | 64
7083 | 1032.624 | 15609.438 | 1 | 1 | 273.881 | 1 | 1 | 1 |  | #REF! |  | 48365.9259 | 65
7084 | 1032.624 | 15650.208 | 1 | 1 | 274.505 | 1 | 1 | 1 |  | #REF! |  | 48757.3658 | 64
7085 | 1032.624 | 15677.486 | 1 | 1 | 244.846 | 1 | 1 | 1 |  | #REF! |  | 49079.79 | 64
7086 | 1762.222 | 15697.397 | 1 | 1 | 2515.394 | 1 | 1 | 1 |  | #REF! |  | 50448.1721 | 60
7087 | 6139.858 | 15797.821 | 1 | 1 | 32367.771 | 1 | 1 | 1 |  | #REF! |  | 53109.9582 | 69
7088 | 1762.222 | 41951.326 | 1 | 1 | 35401.488 | 1 | 1 | 1 |  | #REF! |  | 54819.4057 | 82
7089 | 1032.624 | 69388.066 | 1 | 1 | 30133.313 | 1 | 1 | 1 |  | #REF! |  | 56461.6682 | 60
7090 | 1153.24 | 85244.426 | 1 | 1 | 17620.789 | 1 | 1 | 1 |  | #REF! |  | 58527.9565 | 52
7091 | 1213.547 | 101475.665 | 1 | 1 | 5942.583 | 1 | 1 | 1 | 5582.9184 | 0 |  | 58608.293 | 44
7092 | 1213.547 | 85511.749 | 1 | 1 | 2780.571 | 1 | 1 | 1 | 22591.9089 | 0 |  | 58865.5387 | 47
7093 | 6200.166 | 48394.192 | 1 | 1 | 4145.373 | 1 | 1 | 1 | 49.8593 | 0 |  | 56049.4583 | 45
7094 | 1762.222 | 67852.093 | 1 | 1 | 3685.82 | 1 | 1 | 1 | 15244.7554 | 0 |  | 55414.8315 | 46
7095 | 1032.624 | 99762.525 | 1 | 1 | 2113.022 | 1 | 1 | 1 |  | #REF! |  | 58862.2971 | 36
7096 | 1032.624 | 83809.621 | 1 | 1 | 1851.68 | 1 | 1 | 1 |  | #REF! |  | 59214.2759 | 40
7097 | 1032.624 | 71901.067 | 1 | 1 | 2114.015 | 1 | 1 | 1 |  | #REF! |  | 60028.6686 | 36
7098 | 1762.222 | 40066.391 | 1 | 1 | 3688.209 | 1 | 1 | 1 |  | #REF! |  | 60822.6502 | 46
7099 | 6139.858 | 28119.65 | 1 | 1 | 5197.216 | 1 | 1 | 1 |  | #REF! |  | 62252.7188 | 56
7100 | 7599.07 | 29388.515 | 1 | 1 | 5263.65 | 1 | 1 | 1 |  | #REF! |  | 61629.2353 | 76
7101 | 1762.222 | 16153.052 | 1 | 1 | 4089.707 | 1 | 1 | 1 |  | #REF! |  | 60481.6062 | 88
7102 | 1762.222 | 15703.842 | 1 | 1 | 2969.454 | 1 | 1 | 1 |  | #REF! |  | 59077.777 | 83
7103 | 1762.222 | 15254.631 | 1 | 1 | 1659.236 | 1 | 1 | 1 |  | #REF! |  | 58485.4457 | 81
7104 | 1032.624 | 15255.174 | 1 | 1 | 1268.003 | 1 | 1 | 1 |  | #REF! |  | 58392.5343 | 73
7105 | 1032.624 | 15360.701 | 1 | 1 | 560.319 | 1 | 1 | 1 |  | #REF! |  | 56627.2115 | 63
7106 | 1032.624 | 15411.464 | 1 | 1 | 323.7 | 1 | 1 | 1 |  | #REF! |  | 54154.4976 | 63
7107 | 1032.624 | 15524.584 | 1 | 1 | 272.548 | 1 | 1 | 1 |  | #REF! |  | 53725.3256 | 58
7108 | 1032.624 | 15573.579 | 1 | 1 | 273.118 | 1 | 1 | 1 |  | #REF! |  | 53560.9179 | 57
7109 | 1032.624 | 15634.533 | 1 | 1 | 244.215 | 1 | 1 | 1 |  | #REF! |  | 53851.0353 | 57
7110 | 1762.222 | 15662.569 | 1 | 1 | 2514.873 | 1 | 1 | 1 |  | #REF! |  | 54102.9166 | 59
7111 | 6139.858 | 15768.18 | 1 | 1 | 26079.111 | 1 | 1 | 1 |  | #REF! |  | 54927.7019 | 63
7112 | 1762.222 | 41570.517 | 1 | 1 | 29734.773 | 1 | 1 | 1 |  | #REF! |  | 57046.1891 | 70
7113 | 1032.624 | 69009.887 | 1 | 1 | 23604.615 | 1 | 1 | 1 |  | #REF! |  | 58063.9872 | 57
7114 | 1153.24 | 85120.287 | 1 | 1 | 12792.316 | 1 | 1 | 1 |  | #REF! |  | 59771.2101 | 50
7115 | 1213.547 | 101474.37 | 1 | 1 | 5651.902 | 1 | 1 | 1 |  | #REF! |  | 60281.3243 | 41
7116 | 1213.547 | 85511.652 | 1 | 1 | 2790.263 | 1 | 1 | 1 |  | #REF! |  | 59911.1282 | 43
7117 | 6200.166 | 48393.608 | 1 | 1 | 4146.413 | 1 | 1 | 1 |  | #REF! |  | 57220.4411 | 42
7118 | 1762.222 | 67852.091 | 1 | 1 | 3686.958 | 1 | 1 | 1 |  | #REF! |  | 56606.863 | 40
7119 | 1032.624 | 99762.624 | 1 | 1 | 2113.946 | 1 | 1 | 1 |  | #REF! |  | 59758.6957 | 41
7120 | 1032.624 | 83809.61 | 1 | 1 | 1852.227 | 1 | 1 | 1 |  | #REF! |  | 59475.3974 | 37
7121 | 1032.624 | 71900.981 | 1 | 1 | 2114.368 | 1 | 1 | 1 |  | #REF! |  | 61102.8306 | 36
7122 | 1762.222 | 40066.216 | 1 | 1 | 3688.698 | 1 | 1 | 1 |  | #REF! |  | 61457.088 | 47
7123 | 6139.858 | 28119.605 | 1 | 1 | 5198.598 | 1 | 1 | 1 |  | #REF! |  | 63031.8346 | 57
7124 | 7599.07 | 29388.501 | 1 | 1 | 5265.361 | 1 | 1 | 1 |  | #REF! |  | 62525.952 | 73
7125 | 1762.222 | 16153.052 | 1 | 1 | 4526.889 | 1 | 1 | 1 |  | #REF! |  | 61186.9484 | 81
7126 | 1762.222 | 15729.729 | 1 | 1 | 2970.872 | 1 | 1 | 1 |  | #REF! |  | 59693.5001 | 78
7127 | 1762.222 | 15430.316 | 1 | 1 | 1660.363 | 1 | 1 | 1 |  | #REF! |  | 58871.324 | 74
7128 | 1032.624 | 15565.083 | 1 | 1 | 1269.084 | 1 | 1 | 1 |  | #REF! |  | 59063.6967 | 70
7129 | 1032.624 | 15681.883 | 1 | 1 | 561.219 | 1 | 1 | 1 |  | #REF! |  | 56519.5551 | 60
7130 | 1032.624 | 15731.632 | 1 | 1 | 324.833 | 1 | 1 | 1 |  | #REF! |  | 53891.3721 | 60
7131 | 1032.624 | 15831.568 | 1 | 1 | 275.537 | 1 | 1 | 1 |  | #REF! |  | 53709.8948 | 58
7132 | 1032.624 | 15885.263 | 1 | 1 | 276.47 | 1 | 1 | 1 |  | #REF! |  | 53899.2352 | 58
7133 | 1032.624 | 15931.142 | 1 | 1 | 246.313 | 1 | 1 | 1 |  | #REF! |  | 54302.6843 | 54
7134 | 1762.222 | 15965.447 | 1 | 1 | 2517.726 | 1 | 1 | 1 |  | #REF! |  | 55076.4734 | 49
7135 | 6139.858 | 16071.885 | 1 | 1 | 43592.985 | 1 | 1 | 1 |  | #REF! |  | 57024.2843 | 65
7136 | 1762.222 | 42380.835 | 1 | 1 | 45042.939 | 1 | 1 | 1 |  | #REF! |  | 58404.4659 | 88
7137 | 1032.624 | 69711.63 | 1 | 1 | 37117.352 | 1 | 1 | 1 |  | #REF! |  | 58669.2666 | 60
7138 | 1153.24 | 85587.879 | 1 | 1 | 26865.998 | 1 | 1 | 1 |  | #REF! |  | 59627.6412 | 51
7139 | 1213.547 | 101657.764 | 1 | 1 | 19217.149 | 1 | 1 | 1 | 13852.2292 | 0 |  | 59506.4121 | 45
7140 | 1213.547 | 85595.176 | 1 | 1 | 12081.786 | 1 | 1 | 1 | 19815.9407 | 0 |  | 59069.5353 | 51
7141 | 6200.166 | 48505.128 | 1 | 1 | 4150.311 | 1 | 1 | 1 | 11412.8883 | 0 |  | 56193.9771 | 49
7142 | 1762.222 | 67854.141 | 1 | 1 | 3739.619 | 1 | 1 | 1 | 19557.3578 | 0 |  | 56741.2348 | 46
7143 | 1032.624 | 99763.406 | 1 | 1 | 2233.702 | 1 | 1 | 1 | 4977.6 | 0 |  | 58880.7263 | 44
7144 | 1032.624 | 83811.28 | 1 | 1 | 2112.263 | 1 | 1 | 1 |  | #REF! |  | 58877.3261 | 38
7145 | 1032.624 | 71905.464 | 1 | 1 | 4510.984 | 1 | 1 | 1 |  | #REF! |  | 60474.577 | 43
7146 | 1762.222 | 40181.622 | 1 | 1 | 10008.607 | 1 | 1 | 1 |  | #REF! |  | 61111.5981 | 53
7147 | 6139.858 | 28224.866 | 1 | 1 | 6144.355 | 1 | 1 | 1 |  | #REF! |  | 62450.1566 | 60
7148 | 7599.07 | 29628.331 | 1 | 1 | 7110.724 | 1 | 1 | 1 |  | #REF! |  | 61465.053 | 79
7149 | 1762.222 | 16501.876 | 1 | 1 | 20551 | 1 | 1 | 1 |  | #REF! |  | 60362.579 | 80
7150 | 1762.222 | 16149.27 | 1 | 1 | 2973.923 | 1 | 1 | 1 |  | #REF! |  | 59774.3208 | 81
7151 | 1762.222 | 15800.404 | 1 | 1 | 1662.273 | 1 | 1 | 1 |  | #REF! |  | 59708.5089 | 77
7152 | 1032.624 | 15882.811 | 1 | 1 | 1270.609 | 1 | 1 | 1 |  | #REF! |  | 58604.886 | 77
7153 | 1032.624 | 15970.917 | 1 | 1 | 544.399 | 1 | 1 | 1 |  | #REF! |  | 57153.9825 | 72
7154 | 1032.624 | 15936.678 | 1 | 1 | 598.276 | 1 | 1 | 1 |  | #REF! |  | 54228.911 | 65
7155 | 1032.624 | 15986.547 | 1 | 1 | 389.668 | 1 | 1 | 1 |  | #REF! |  | 53647.5842 | 67
7156 | 1032.624 | 16042.346 | 1 | 1 | 245.738 | 1 | 1 | 1 |  | #REF! |  | 53583.1717 | 61
7157 | 1032.624 | 16022.87 | 1 | 1 | 246.009 | 1 | 1 | 1 |  | #REF! |  | 53606.3918 | 64
7158 | 1762.222 | 16263.92 | 1 | 1 | 708.669 | 1 | 1 | 1 |  | #REF! |  | 54352.7307 | 63
7159 | 6139.858 | 16108.335 | 1 | 1 | 50713.784 | 1 | 1 | 1 |  | #REF! |  | 56416.748 | 71
7160 | 1762.222 | 29248.346 | 1 | 1 | 57487.806 | 1 | 1 | 1 |  | #REF! |  | 57868.4225 | 81
7161 | 1032.624 | 30408.653 | 1 | 1 | 63034.02 | 1 | 1 | 1 |  | #REF! |  | 59163.5206 | 61
7162 | 1153.24 | 31223.502 | 1 | 1 | 56442.834 | 1 | 1 | 1 |  | #REF! |  | 61011.8268 | 50
7163 | 1213.547 | 32013.908 | 1 | 1 | 53279.755 | 1 | 1 | 1 |  | #REF! |  | 61057.3494 | 44
7164 | 1213.547 | 31656.035 | 1 | 1 | 52710.449 | 1 | 1 | 1 |  | #REF! |  | 60852.8329 | 46
7165 | 6200.166 | 29697.065 | 1 | 1 | 34997.229 | 1 | 1 | 1 |  | #REF! |  | 58071.8688 | 41
7166 | 1762.222 | 29283.316 | 1 | 1 | 30758.784 | 1 | 1 | 1 |  | #REF! |  | 57921.9566 | 35
7167 | 1032.624 | 29956.258 | 1 | 1 | 27826.274 | 1 | 1 | 1 |  | #REF! |  | 60499.8307 | 30
7168 | 1032.624 | 29564.812 | 1 | 1 | 26288.234 | 1 | 1 | 1 |  | #REF! |  | 60588.6827 | 40
7169 | 1032.624 | 29244.755 | 1 | 1 | 27888.813 | 1 | 1 | 1 |  | #REF! |  | 61214.4527 | 38
7170 | 1762.222 | 28658.84 | 1 | 1 | 29140.568 | 1 | 1 | 1 |  | #REF! |  | 62039.1382 | 41
7171 | 6139.858 | 28683.65 | 1 | 1 | 24271.132 | 1 | 1 | 1 |  | #REF! |  | 63083.0761 | 69
7172 | 7599.07 | 30031.901 | 1 | 1 | 22631.409 | 1 | 1 | 1 |  | #REF! |  | 62596.9571 | 78
7173 | 1762.222 | 16866.241 | 1 | 1 | 34530.931 | 1 | 1 | 1 |  | #REF! |  | 61063.4543 | 82
7174 | 1762.222 | 16509.982 | 1 | 1 | 2441.358 | 1 | 1 | 1 |  | #REF! |  | 59529.6031 | 84
7175 | 1762.222 | 16173.076 | 1 | 1 | 1992.117 | 1 | 1 | 1 |  | #REF! |  | 58667.4104 | 80
7176 | 1032.624 | 16171.588 | 1 | 1 | 1206.774 | 1 | 1 | 1 |  | #REF! |  | 58360.4975 | 74
7177 | 1032.624 | 16236.782 | 1 | 1 | 716.107 | 1 | 1 | 1 |  | #REF! |  | 56173.0435 | 69
7178 | 1032.624 | 16267.754 | 1 | 1 | 537.409 | 1 | 1 | 1 |  | #REF! |  | 54046.6305 | 63
7179 | 1032.624 | 16346.871 | 1 | 1 | 430.194 | 1 | 1 | 1 |  | #REF! |  | 54212.1765 | 59
7180 | 1032.624 | 16378.179 | 1 | 1 | 291.678 | 1 | 1 | 1 |  | #REF! |  | 54250.864 | 56
7181 | 1032.624 | 16420.438 | 1 | 1 | 480.964 | 1 | 1 | 1 |  | #REF! |  | 54539.8079 | 57
7182 | 1762.222 | 16442.478 | 1 | 1 | 1076.445 | 1 | 1 | 1 |  | #REF! |  | 54486.2616 | 55
7183 | 6139.858 | 16522.765 | 1 | 1 | 74684.543 | 1 | 1 | 1 |  | #REF! |  | 55178.6753 | 65
7184 | 1762.222 | 16718.792 | 1 | 1 | 76568.17 | 1 | 1 | 1 |  | #REF! |  | 56745.7339 | 75
7185 | 1032.624 | 17520.1 | 1 | 1 | 68687.156 | 1 | 1 | 1 |  | #REF! |  | 59122.2177 | 57
7186 | 1153.24 | 18264.509 | 1 | 1 | 56989.327 | 1 | 1 | 1 |  | #REF! |  | 60679.2779 | 47
7187 | 1213.547 | 18847.313 | 1 | 1 | 45648.898 | 1 | 1 | 1 |  | #REF! |  | 60486.8197 | 47
7188 | 1213.547 | 18295.28 | 1 | 1 | 36636.793 | 1 | 1 | 1 |  | #REF! |  | 60693.1771 | 44
7189 | 6200.166 | 16391.77 | 1 | 1 | 15908.309 | 1 | 1 | 1 |  | #REF! |  | 57853.1707 | 42
7190 | 1762.222 | 16218.615 | 1 | 1 | 20466.708 | 1 | 1 | 1 |  | #REF! |  | 57737.8088 | 39
7191 | 1032.624 | 17018.543 | 1 | 1 | 20768.172 | 1 | 1 | 1 |  | #REF! |  | 60203.5988 | 38
7192 | 1032.624 | 16724.624 | 1 | 1 | 22056.203 | 1 | 1 | 1 |  | #REF! |  | 60373.8896 | 35
7193 | 1032.624 | 16517.362 | 1 | 1 | 26030.565 | 1 | 1 | 1 |  | #REF! |  | 60998.7089 | 37
7194 | 1762.222 | 16026.513 | 1 | 1 | 32462.296 | 1 | 1 | 1 |  | #REF! |  | 61531.8624 | 43
7195 | 6139.858 | 15998.969 | 1 | 1 | 24920.157 | 1 | 1 | 1 |  | #REF! |  | 63051.9752 | 57
7196 | 7599.07 | 17316.903 | 1 | 1 | 23441.185 | 1 | 1 | 1 |  | #REF! |  | 61843.512 | 72
7197 | 1762.222 | 16808.473 | 1 | 1 | 33472.056 | 1 | 1 | 1 |  | #REF! |  | 59574.2299 | 76
7198 | 1762.222 | 16395.345 | 1 | 1 | 2319.73 | 1 | 1 | 1 |  | #REF! |  | 57793.8709 | 79
7199 | 1762.222 | 15978.262 | 1 | 1 | 2133.763 | 1 | 1 | 1 |  | #REF! |  | 57315.2017 | 71
7200 | 1032.624 | 16006.137 | 1 | 1 | 1204.75 | 1 | 1 | 1 |  | #REF! |  | 56490.741 | 72
7201 | 1032.624 | 15998.158 | 1 | 1 | 562.869 | 1 | 1 | 1 |  | #REF! |  | 54713.3753 | 51
7202 | 1032.624 | 15940.577 | 1 | 1 | 326.453 | 1 | 1 | 1 |  | #REF! |  | 52581.7608 | 66
7203 | 1032.624 | 15935.37 | 1 | 1 | 279.089 | 1 | 1 | 1 |  | #REF! |  | 52678.9373 | 64
7204 | 1032.624 | 15937.646 | 1 | 1 | 279.561 | 1 | 1 | 1 |  | #REF! |  | 52321.1431 | 61
7205 | 1032.624 | 15936.017 | 1 | 1 | 247.739 | 1 | 1 | 1 |  | #REF! |  | 51878.8686 | 58
7206 | 1762.222 | 15935.028 | 1 | 1 | 2518.632 | 1 | 1 | 1 |  | #REF! |  | 52403.312 | 57
7207 | 6139.858 | 16022.682 | 1 | 1 | 54060.569 | 1 | 1 | 1 |  | #REF! |  | 53551.1203 | 61
7208 | 1762.222 | 45105.921 | 1 | 1 | 54203.606 | 1 | 1 | 1 |  | #REF! |  | 54280.649 | 62
7209 | 1032.624 | 72280.934 | 1 | 1 | 47825.65 | 1 | 1 | 1 |  | #REF! |  | 53780.8425 | 62
7210 | 1153.24 | 87884.42 | 1 | 1 | 38564.951 | 1 | 1 | 1 |  | #REF! |  | 54889.905 | 59
7211 | 1213.547 | 103355.457 | 1 | 1 | 28345.607 | 1 | 1 | 1 |  | #REF! |  | 54859.7731 | 56
7212 | 1213.547 | 86882.865 | 1 | 1 | 19274.54 | 1 | 1 | 1 |  | #REF! |  | 55008.4066 | 53
7213 | 6200.166 | 49631.494 | 1 | 1 | 4155.696 | 1 | 1 | 1 |  | #REF! |  | 53089.2939 | 51
7214 | 1762.222 | 68505.91 | 1 | 1 | 3757.616 | 1 | 1 | 1 |  | #REF! |  | 52960.592 | 46
7215 | 1032.624 | 99985.627 | 1 | 1 | 2175.381 | 1 | 1 | 1 |  | #REF! |  | 54473.1702 | 42
7216 | 1032.624 | 84044.657 | 1 | 1 | 1892.448 | 1 | 1 | 1 |  | #REF! |  | 54194.5827 | 46
7217 | 1032.624 | 72241.092 | 1 | 1 | 2816.302 | 1 | 1 | 1 |  | #REF! |  | 54505.7564 | 46
7218 | 1762.222 | 40755.438 | 1 | 1 | 8609.176 | 1 | 1 | 1 |  | #REF! |  | 53892.9957 | 52
7219 | 6139.858 | 28120.595 | 1 | 1 | 5273.593 | 1 | 1 | 1 |  | #REF! |  | 55387.6346 | 58
7220 | 7599.07 | 29389.749 | 1 | 1 | 5300.253 | 1 | 1 | 1 |  | #REF! |  | 55360.5161 | 69
7221 | 1762.222 | 16154.375 | 1 | 1 | 14085.27 | 1 | 1 | 1 |  | #REF! |  | 54990.0961 | 70
7222 | 1762.222 | 15779.159 | 1 | 1 | 2971.414 | 1 | 1 | 1 |  | #REF! |  | 54983.2961 | 72
7223 | 1762.222 | 15420.6 | 1 | 1 | 1660.414 | 1 | 1 | 1 |  | #REF! |  | 54928.1158 | 72
7224 | 1032.624 | 15497.233 | 1 | 1 | 1268.834 | 1 | 1 | 1 |  | #REF! |  | 54428.1413 | 70
7225 | 1032.624 | 15575.911 | 1 | 1 | 560.952 | 1 | 1 | 1 |  | #REF! |  | 52646.4646 | 59
7226 | 1032.624 | 15592.399 | 1 | 1 | 324.485 | 1 | 1 | 1 |  | #REF! |  | 49733.2679 | 61
7227 | 1032.624 | 15670.469 | 1 | 1 | 274.799 | 1 | 1 | 1 |  | #REF! |  | 49650.492 | 53
7228 | 1032.624 | 15693.886 | 1 | 1 | 275.34 | 1 | 1 | 1 |  | #REF! |  | 49546.9747 | 55
7229 | 1032.624 | 15728.253 | 1 | 1 | 245.386 | 1 | 1 | 1 |  | #REF! |  | 49549.1779 | 55
7230 | 1762.222 | 15744.158 | 1 | 1 | 2515.851 | 1 | 1 | 1 |  | #REF! |  | 50249.5628 | 54
7231 | 6139.858 | 15839.243 | 1 | 1 | 37686.452 | 1 | 1 | 1 |  | #REF! |  | 50442.0155 | 54
7232 | 1762.222 | 42666.659 | 1 | 1 | 39942.247 | 1 | 1 | 1 |  | #REF! |  | 50652.2148 | 54
7233 | 1032.624 | 69816.369 | 1 | 1 | 32461.129 | 1 | 1 | 1 |  | #REF! |  | 50264.6159 | 64
7234 | 1153.24 | 85596.365 | 1 | 1 | 21372.23 | 1 | 1 | 1 |  | #REF! |  | 50251.343 | 59
7235 | 1213.547 | 101587.564 | 1 | 1 | 11121.763 | 1 | 1 | 1 | 3784.6866 | 0 |  | 50259.5653 | 64
7236 | 1213.547 | 85536.295 | 1 | 1 | 3011.961 | 1 | 1 | 1 | 12931.0944 | 0 |  | 49991.213 | 51
7237 | 6200.166 | 48489.483 | 1 | 1 | 4145.918 | 1 | 1 | 1 |  | #REF! |  | 49241.0007 | 55
7238 | 1762.222 | 67852.872 | 1 | 1 | 3686.646 | 1 | 1 | 1 | 7702.7442 | 0 |  | 49540.7068 | 56
7239 | 1032.624 | 99763.048 | 1 | 1 | 2113.699 | 1 | 1 | 1 | 2000.082 | 0 |  | 50234.7881 | 50
7240 | 1032.624 | 83810.038 | 1 | 1 | 1852.114 | 1 | 1 | 1 |  | #REF! |  | 49548.1323 | 58
7241 | 1032.624 | 71901.563 | 1 | 1 | 2114.561 | 1 | 1 | 1 |  | #REF! |  | 49518.9656 | 47
7242 | 1762.222 | 40077.889 | 1 | 1 | 3690.044 | 1 | 1 | 1 |  | #REF! |  | 50379.0302 | 68
7243 | 6139.858 | 28119.974 | 1 | 1 | 5198.574 | 1 | 1 | 1 |  | #REF! |  | 53265.4793 | 93
7244 | 7599.07 | 29388.76 | 1 | 1 | 5264.991 | 1 | 1 | 1 |  | #REF! |  | 52717.9371 | 101
7245 | 1762.222 | 16153.052 | 1 | 1 | 4804.941 | 1 | 1 | 1 |  | #REF! |  | 52777.5582 | 100
7246 | 1762.222 | 15703.842 | 1 | 1 | 2970.174 | 1 | 1 | 1 |  | #REF! |  | 52440.6187 | 100
7247 | 1762.222 | 15255.285 | 1 | 1 | 1659.755 | 1 | 1 | 1 |  | #REF! |  | 52515.6812 | 94
7248 | 1032.624 | 15338.216 | 1 | 1 | 1268.381 | 1 | 1 | 1 |  | #REF! |  | 52743.1497 | 82
7249 | 1032.624 | 15448.808 | 1 | 1 | 560.634 | 1 | 1 | 1 |  | #REF! |  | 50989.4399 | 71
7250 | 1032.624 | 15484.278 | 1 | 1 | 324.039 | 1 | 1 | 1 |  | #REF! |  | 48067.8564 | 68
7251 | 1032.624 | 15570.137 | 1 | 1 | 273.361 | 1 | 1 | 1 |  | #REF! |  | 48172.5593 | 67
7252 | 1032.624 | 15615.066 | 1 | 1 | 273.966 | 1 | 1 | 1 |  | #REF! |  | 48579.0418 | 66
7253 | 1032.624 | 15668.024 | 1 | 1 | 244.674 | 1 | 1 | 1 |  | #REF! |  | 49221.4333 | 52
7254 | 1762.222 | 15694.88 | 1 | 1 | 2515.319 | 1 | 1 | 1 |  | #REF! |  | 50850.5262 | 75
7255 | 6139.858 | 15797.164 | 1 | 1 | 30454.997 | 1 | 1 | 1 |  | #REF! |  | 52602.1128 | 82
7256 | 1762.222 | 41904.932 | 1 | 1 | 33758.096 | 1 | 1 | 1 |  | #REF! |  | 55793.886 | 89
7257 | 1032.624 | 69352.168 | 1 | 1 | 28423.741 | 1 | 1 | 1 |  | #REF! |  | 58419.1085 | 70
7258 | 1153.24 | 85252.863 | 1 | 1 | 17036.642 | 1 | 1 | 1 | 7443.7274 | 0 |  | 59692.7592 | 58
7259 | 1213.547 | 101478.771 | 1 | 1 | 5646.838 | 1 | 1 | 1 | 22051.9156 | 0 |  | 59877.7246 | 48
7260 | 1213.547 | 85512.858 | 1 | 1 | 2792.974 | 1 | 1 | 1 | 39218.7801 | 0 |  | 60061.1816 | 47
7261 | 6200.166 | 48399.202 | 1 | 1 | 4146.447 | 1 | 1 | 1 | 16940.5457 | 0 |  | 57226.6172 | 43
7262 | 1762.222 | 67852.335 | 1 | 1 | 3687.194 | 1 | 1 | 1 | 31420.5364 | 0 |  | 57086.5355 | 45
7263 | 1032.624 | 99762.926 | 1 | 1 | 2114.339 | 1 | 1 | 1 | 12833.2687 | 0 |  | 59969.9532 | 44
7264 | 1032.624 | 83810.023 | 1 | 1 | 1852.949 | 1 | 1 | 1 |  | #REF! |  | 59776.4021 | 44
7265 | 1032.624 | 71901.543 | 1 | 1 | 2115.483 | 1 | 1 | 1 |  | #REF! |  | 60096.238 | 46
7266 | 1762.222 | 40070.786 | 1 | 1 | 3719.656 | 1 | 1 | 1 |  | #REF! |  | 61203.1498 | 58
7267 | 6139.858 | 28119.885 | 1 | 1 | 5200.279 | 1 | 1 | 1 |  | #REF! |  | 62935.7872 | 82
7268 | 7599.07 | 29388.695 | 1 | 1 | 5266.732 | 1 | 1 | 1 |  | #REF! |  | 62067.5085 | 95
7269 | 1762.222 | 16153.052 | 1 | 1 | 7409.324 | 1 | 1 | 1 |  | #REF! |  | 60018.8943 | 103
7270 | 1762.222 | 15755.502 | 1 | 1 | 2971.229 | 1 | 1 | 1 |  | #REF! |  | 57975.2697 | 106
7271 | 1762.222 | 15427.188 | 1 | 1 | 1660.45 | 1 | 1 | 1 |  | #REF! |  | 58462.6337 | 104
7272 | 1032.624 | 15527.052 | 1 | 1 | 1268.977 | 1 | 1 | 1 |  | #REF! |  | 58217.5319 | 99
7273 | 1032.624 | 15630.981 | 1 | 1 | 561.106 | 1 | 1 | 1 |  | #REF! |  | 57107.3414 | 89
7274 | 1032.624 | 15658.526 | 1 | 1 | 324.628 | 1 | 1 | 1 |  | #REF! |  | 53802.9441 | 82
7275 | 1032.624 | 15733.062 | 1 | 1 | 274.868 | 1 | 1 | 1 |  | #REF! |  | 53143.093 | 78
7276 | 1032.624 | 15781.268 | 1 | 1 | 275.653 | 1 | 1 | 1 |  | #REF! |  | 53597.5774 | 76
7277 | 1032.624 | 15813.396 | 1 | 1 | 245.662 | 1 | 1 | 1 |  | #REF! |  | 54238.1778 | 76
7278 | 1762.222 | 15844.052 | 1 | 1 | 2516.713 | 1 | 1 | 1 |  | #REF! |  | 54828.166 | 80
7279 | 6139.858 | 15937.789 | 1 | 1 | 38125.895 | 1 | 1 | 1 |  | #REF! |  | 55091.7463 | 88
7280 | 1762.222 | 42287.614 | 1 | 1 | 42547.063 | 1 | 1 | 1 |  | #REF! |  | 57343.6736 | 99
7281 | 1032.624 | 69781.235 | 1 | 1 | 37796.401 | 1 | 1 | 1 |  | #REF! |  | 57989.2437 | 75
7282 | 1153.24 | 85748.69 | 1 | 1 | 30107.57 | 1 | 1 | 1 | 5377.9184 | 0 |  | 59864.4675 | 57
7283 | 1213.547 | 101777.384 | 1 | 1 | 23969.548 | 1 | 1 | 1 | 18486.6014 | 0 |  | 59942.4923 | 47
7284 | 1213.547 | 85772.193 | 1 | 1 | 20991.663 | 1 | 1 | 1 | 35758.1105 | 0 |  | 59377.4034 | 48
7285 | 6200.166 | 48853.985 | 1 | 1 | 7011.027 | 1 | 1 | 1 | 12265.1688 | 0 |  | 56087.5643 | 45
7286 | 1762.222 | 68056.135 | 1 | 1 | 13080.887 | 1 | 1 | 1 | 26542.2699 | 0 |  | 55690.9628 | 45
7287 | 1032.624 | 99824.523 | 1 | 1 | 12335.874 | 1 | 1 | 1 | 15984.0053 | 0 |  | 57940.2742 | 42
7288 | 1032.624 | 83888.528 | 1 | 1 | 11231.278 | 1 | 1 | 1 |  | #REF! |  | 58317.0919 | 43
7289 | 1032.624 | 72061.943 | 1 | 1 | 13003.91 | 1 | 1 | 1 |  | #REF! |  | 59419.2968 | 40
7290 | 1762.222 | 40635.442 | 1 | 1 | 17509.894 | 1 | 1 | 1 |  | #REF! |  | 60515.1724 | 57
7291 | 6139.858 | 28462.976 | 1 | 1 | 12062.788 | 1 | 1 | 1 |  | #REF! |  | 61312.8876 | 74
7292 | 7599.07 | 29809.362 | 1 | 1 | 12046.532 | 1 | 1 | 1 |  | #REF! |  | 61275.5969 | 85
7293 | 1762.222 | 16646.352 | 1 | 1 | 25306.782 | 1 | 1 | 1 |  | #REF! |  | 60195.4918 | 97
7294 | 1762.222 | 16276.905 | 1 | 1 | 2974.795 | 1 | 1 | 1 |  | #REF! |  | 58398.134 | 100
7295 | 1762.222 | 15891.431 | 1 | 1 | 1662.712 | 1 | 1 | 1 |  | #REF! |  | 57725.0395 | 98
7296 | 1032.624 | 15951.048 | 1 | 1 | 1270.925 | 1 | 1 | 1 |  | #REF! |  | 57767.0891 | 91
7297 | 1032.624 | 15992.053 | 1 | 1 | 562.532 | 1 | 1 | 1 |  | #REF! |  | 55721.7634 | 91
7298 | 1032.624 | 15968.206 | 1 | 1 | 326.229 | 1 | 1 | 1 |  | #REF! |  | 53233.2708 | 80
7299 | 1032.624 | 16011.738 | 1 | 1 | 279.036 | 1 | 1 | 1 |  | #REF! |  | 52910.4508 | 81
7300 | 1032.624 | 16028.666 | 1 | 1 | 279.795 | 1 | 1 | 1 |  | #REF! |  | 52790.6599 | 72
7301 | 1032.624 | 16048.202 | 1 | 1 | 248.126 | 1 | 1 | 1 |  | #REF! |  | 53418.1062 | 75
7302 | 1762.222 | 16067.584 | 1 | 1 | 2519.582 | 1 | 1 | 1 |  | #REF! |  | 53862.1507 | 78
7303 | 6139.858 | 16140.73 | 1 | 1 | 57147.702 | 1 | 1 | 1 |  | #REF! |  | 54650.0084 | 80
7304 | 1762.222 | 46342.13 | 1 | 1 | 60566.545 | 1 | 1 | 1 |  | #REF! |  | 56662.0675 | 93
7305 | 1032.624 | 75896.474 | 1 | 1 | 56137.989 | 1 | 1 | 1 |  | #REF! |  | 57483.7913 | 77
7306 | 1153.24 | 93842.99 | 1 | 1 | 48390.358 | 1 | 1 | 1 |  | #REF! |  | 60124.8687 | 71
7307 | 1213.547 | 111733.098 | 1 | 1 | 42061.42 | 1 | 1 | 1 |  | #REF! |  | 60261.2462 | 47
7308 | 1213.547 | 93534.735 | 1 | 1 | 36887.839 | 1 | 1 | 1 |  | #REF! |  | 59829.1723 | 63
7309 | 6200.166 | 50579.913 | 1 | 1 | 21483.76 | 1 | 1 | 1 |  | #REF! |  | 57139.9203 | 48
7310 | 1762.222 | 73768.159 | 1 | 1 | 28440.558 | 1 | 1 | 1 |  | #REF! |  | 56643.528 | 60
7311 | 1032.624 | 109417.406 | 1 | 1 | 28282.42 | 1 | 1 | 1 |  | #REF! |  | 59084.2826 | 55
7312 | 1032.624 | 91627.667 | 1 | 1 | 28585.8 | 1 | 1 | 1 |  | #REF! |  | 58795.824 | 48
7313 | 1032.624 | 79917.251 | 1 | 1 | 30717.972 | 1 | 1 | 1 |  | #REF! |  | 59508.4252 | 57
7314 | 1762.222 | 44742.861 | 1 | 1 | 36342.234 | 1 | 1 | 1 |  | #REF! |  | 59863.1733 | 58
7315 | 6139.858 | 28743.456 | 1 | 1 | 26340.061 | 1 | 1 | 1 |  | #REF! |  | 60785.1516 | 83
7316 | 7599.07 | 30026.47 | 1 | 1 | 23587.399 | 1 | 1 | 1 |  | #REF! |  | 60213.652 | 88
7317 | 1762.222 | 16795.831 | 1 | 1 | 34055.236 | 1 | 1 | 1 |  | #REF! |  | 59770.2243 | 90
7318 | 1762.222 | 16403.598 | 1 | 1 | 2976.795 | 1 | 1 | 1 |  | #REF! |  | 58918.3992 | 95
7319 | 1762.222 | 15948.003 | 1 | 1 | 1663.601 | 1 | 1 | 1 |  | #REF! |  | 58997.819 | 96
7320 | 1032.624 | 15966.895 | 1 | 1 | 1271.448 | 1 | 1 | 1 |  | #REF! |  | 58345.5825 | 89
7321 | 1032.624 | 16009.012 | 1 | 1 | 544.876 | 1 | 1 | 1 |  | #REF! |  | 56139.4127 | 65
7322 | 1032.624 | 15958.863 | 1 | 1 | 598.685 | 1 | 1 | 1 |  | #REF! |  | 53076.2558 | 79
7323 | 1032.624 | 15926.914 | 1 | 1 | 389.801 | 1 | 1 | 1 |  | #REF! |  | 53062.0789 | 73
7324 | 1032.624 | 15934.062 | 1 | 1 | 245.642 | 1 | 1 | 1 |  | #REF! |  | 53232.8274 | 74
7325 | 1032.624 | 15916.92 | 1 | 1 | 245.814 | 1 | 1 | 1 |  | #REF! |  | 53243.5512 | 66
7326 | 1762.222 | 15914.693 | 1 | 1 | 707.553 | 1 | 1 | 1 |  | #REF! |  | 54625.8269 | 74
7327 | 6139.858 | 16016.24 | 1 | 1 | 48310.21 | 1 | 1 | 1 |  | #REF! |  | 55724.3671 | 85
7328 | 1762.222 | 29432.606 | 1 | 1 | 55464.276 | 1 | 1 | 1 |  | #REF! |  | 56770.9521 | 89
7329 | 1032.624 | 30286.098 | 1 | 1 | 54668.806 | 1 | 1 | 1 |  | #REF! |  | 58452.4449 | 70
7330 | 1153.24 | 31158.234 | 1 | 1 | 50232.475 | 1 | 1 | 1 |  | #REF! |  | 60196.0921 | 55
7331 | 1213.547 | 31858.582 | 1 | 1 | 45494.469 | 1 | 1 | 1 |  | #REF! |  | 60642.966 | 42
7332 | 1213.547 | 31429.416 | 1 | 1 | 43744.941 | 1 | 1 | 1 |  | #REF! |  | 59946.5362 | 49
7333 | 6200.166 | 29713.353 | 1 | 1 | 32311.781 | 1 | 1 | 1 |  | #REF! |  | 56713.9263 | 47
7334 | 1762.222 | 29088.01 | 1 | 1 | 24418.154 | 1 | 1 | 1 |  | #REF! |  | 56898.8311 | 47
7335 | 1032.624 | 29708.443 | 1 | 1 | 18644.992 | 1 | 1 | 1 |  | #REF! |  | 59799.922 | 41
7336 | 1032.624 | 29278.079 | 1 | 1 | 14482.958 | 1 | 1 | 1 |  | #REF! |  | 59649.1574 | 44
7337 | 1032.624 | 28965.759 | 1 | 1 | 17270.429 | 1 | 1 | 1 |  | #REF! |  | 60608.9454 | 46
7338 | 1762.222 | 28456.658 | 1 | 1 | 21768.254 | 1 | 1 | 1 |  | #REF! |  | 60968.616 | 60
7339 | 6139.858 | 28448.063 | 1 | 1 | 15242.757 | 1 | 1 | 1 |  | #REF! |  | 61811.363 | 72
7340 | 7599.07 | 29790.737 | 1 | 1 | 13209.483 | 1 | 1 | 1 |  | #REF! |  | 61025.8452 | 87
7341 | 1762.222 | 16629.57 | 1 | 1 | 25477.285 | 1 | 1 | 1 |  | #REF! |  | 59442.2221 | 95
7342 | 1762.222 | 16246.155 | 1 | 1 | 2438.834 | 1 | 1 | 1 |  | #REF! |  | 57990.9716 | 100
7343 | 1762.222 | 15851.734 | 1 | 1 | 1989.502 | 1 | 1 | 1 |  | #REF! |  | 57569.582 | 100
7344 | 1032.624 | 15912.51 | 1 | 1 | 1205.116 | 1 | 1 | 1 |  | #REF! |  | 56754.8827 | 65
7345 | 1032.624 | 15989.288 | 1 | 1 | 714.781 | 1 | 1 | 1 |  | #REF! |  | 56011.5274 | 56
7346 | 1032.624 | 16015.057 | 1 | 1 | 536.101 | 1 | 1 | 1 |  | #REF! |  | 53043.2818 | 51
7347 | 1032.624 | 16113.772 | 1 | 1 | 421.488 | 1 | 1 | 1 |  | #REF! |  | 52355.6707 | 47
7348 | 1032.624 | 16149.062 | 1 | 1 | 247.129 | 1 | 1 | 1 |  | #REF! |  | 51729.3117 | 45
7349 | 1032.624 | 16184.636 | 1 | 1 | 247.704 | 1 | 1 | 1 |  | #REF! |  | 52615.248 | 47
7350 | 1762.222 | 16209.395 | 1 | 1 | 424.917 | 1 | 1 | 1 |  | #REF! |  | 53098.9652 | 45
7351 | 6139.858 | 16336.045 | 1 | 1 | 60128.644 | 1 | 1 | 1 |  | #REF! |  | 54771.7474 | 54
7352 | 1762.222 | 16590.598 | 1 | 1 | 64846.238 | 1 | 1 | 1 |  | #REF! |  | 56158.3394 | 68
7353 | 1032.624 | 17250.281 | 1 | 1 | 53474.136 | 1 | 1 | 1 |  | #REF! |  | 57978.1855 | 51
7354 | 1153.24 | 17950.358 | 1 | 1 | 40238.456 | 1 | 1 | 1 |  | #REF! |  | 61023.2915 | 37
7355 | 1213.547 | 18679.56 | 1 | 1 | 29601.152 | 1 | 1 | 1 |  | #REF! |  | 60741.6247 | 35
7356 | 1213.547 | 18294.356 | 1 | 1 | 19630.088 | 1 | 1 | 1 |  | #REF! |  | 60243.3523 | 30
7357 | 6200.166 | 16386.615 | 1 | 1 | 5373.026 | 1 | 1 | 1 |  | #REF! |  | 57185.2437 | 32
7358 | 1762.222 | 16203.155 | 1 | 1 | 5103.347 | 1 | 1 | 1 |  | #REF! |  | 57283.8145 | 30
7359 | 1032.624 | 16973.565 | 1 | 1 | 4611.251 | 1 | 1 | 1 |  | #REF! |  | 59438.2415 | 29
7360 | 1032.624 | 16588.361 | 1 | 1 | 6487.767 | 1 | 1 | 1 |  | #REF! |  | 59149.4561 | 28
7361 | 1032.624 | 16203.262 | 1 | 1 | 12138.792 | 1 | 1 | 1 |  | #REF! |  | 59706.4661 | 31
7362 | 1762.222 | 15637.579 | 1 | 1 | 20342.394 | 1 | 1 | 1 |  | #REF! |  | 59802.4709 | 45
7363 | 6139.858 | 15676.373 | 1 | 1 | 13794.227 | 1 | 1 | 1 |  | #REF! |  | 60775.8228 | 62
7364 | 7599.07 | 17040.618 | 1 | 1 | 13408.232 | 1 | 1 | 1 |  | #REF! |  | 59731.2248 | 65
7365 | 1762.222 | 16569.32 | 1 | 1 | 24831.627 | 1 | 1 | 1 |  | #REF! |  | 58730.6945 | 81
7366 | 1762.222 | 16189.118 | 1 | 1 | 2318.141 | 1 | 1 | 1 |  | #REF! |  | 56950.3349 | 81
7367 | 1762.222 | 15817.275 | 1 | 1 | 2132.47 | 1 | 1 | 1 |  | #REF! |  | 56183.5095 | 79
7368 | 1032.624 | 15878.632 | 1 | 1 | 1203.972 | 1 | 1 | 1 |  | #REF! |  | 56417.5215 | 74
7369 | 1032.624 | 15910.504 | 1 | 1 | 562.371 | 1 | 1 | 1 |  | #REF! |  | 55206.3976 | 70
7370 | 1032.624 | 15849.991 | 1 | 1 | 325.872 | 1 | 1 | 1 |  | #REF! |  | 52658.9462 | 65
7371 | 1032.624 | 15867.607 | 1 | 1 | 277.805 | 1 | 1 | 1 |  | #REF! |  | 51581.2784 | 59
7372 | 1032.624 | 15873.869 | 1 | 1 | 278.31 | 1 | 1 | 1 |  | #REF! |  | 51183.076 | 56
7373 | 1032.624 | 15881.932 | 1 | 1 | 247.067 | 1 | 1 | 1 |  | #REF! |  | 50943.5027 | 59
7374 | 1762.222 | 15874.357 | 1 | 1 | 2517.849 | 1 | 1 | 1 |  | #REF! |  | 51589.2215 | 60
7375 | 6139.858 | 15969.992 | 1 | 1 | 49002.235 | 1 | 1 | 1 |  | #REF! |  | 52573.5593 | 64
7376 | 1762.222 | 47500.934 | 1 | 1 | 51786.944 | 1 | 1 | 1 |  | #REF! |  | 52137.5859 | 64
7377 | 1032.624 | 76253.693 | 1 | 1 | 39136.536 | 1 | 1 | 1 |  | #REF! |  | 52364.8864 | 63
7378 | 1153.24 | 93691.857 | 1 | 1 | 26260.695 | 1 | 1 | 1 |  | #REF! |  | 53190.437 | 57
7379 | 1213.547 | 111394.493 | 1 | 1 | 14738.377 | 1 | 1 | 1 | 13104.0035 | 0 |  | 53818.3711 | 50
7380 | 1213.547 | 93152.674 | 1 | 1 | 5487.287 | 1 | 1 | 1 | 27411.5742 | 0 |  | 53915.225 | 45
7381 | 6200.166 | 50227.685 | 1 | 1 | 4147.141 | 1 | 1 | 1 | 1002.3839 | 0 |  | 52694.3766 | 41
7382 | 1762.222 | 73282.116 | 1 | 1 | 3687.914 | 1 | 1 | 1 | 13810.2671 | 0 |  | 52283.1541 | 38
7383 | 1032.624 | 108934.986 | 1 | 1 | 2114.719 | 1 | 1 | 1 | 6842.6756 | 0 |  | 53131.093 | 38
7384 | 1032.624 | 90959.542 | 1 | 1 | 1853.138 | 1 | 1 | 1 |  | #REF! |  | 53005.1926 | 37
7385 | 1032.624 | 79106.432 | 1 | 1 | 2148.297 | 1 | 1 | 1 |  | #REF! |  | 53520.1656 | 42
7386 | 1762.222 | 43558.085 | 1 | 1 | 4507.447 | 1 | 1 | 1 |  | #REF! |  | 53969.0185 | 53
7387 | 6139.858 | 28120.38 | 1 | 1 | 5206.414 | 1 | 1 | 1 |  | #REF! |  | 55570.3163 | 67
7388 | 7599.07 | 29389.068 | 1 | 1 | 5273.407 | 1 | 1 | 1 |  | #REF! |  | 55616.6134 | 78
7389 | 1762.222 | 16153.052 | 1 | 1 | 11745.256 | 1 | 1 | 1 |  | #REF! |  | 55393.1491 | 80
7390 | 1762.222 | 15753.816 | 1 | 1 | 2971.533 | 1 | 1 | 1 |  | #REF! |  | 54594.9216 | 85
7391 | 1762.222 | 15415.589 | 1 | 1 | 1660.571 | 1 | 1 | 1 |  | #REF! |  | 55055.5023 | 85
7392 | 1032.624 | 15520.251 | 1 | 1 | 1269.083 | 1 | 1 | 1 |  | #REF! |  | 55238.0754 | 77
7393 | 1032.624 | 15647.59 | 1 | 1 | 561.291 | 1 | 1 | 1 |  | #REF! |  | 53832.5283 | 67
7394 | 1032.624 | 15694.959 | 1 | 1 | 324.975 | 1 | 1 | 1 |  | #REF! |  | 51969.2661 | 59
7395 | 1032.624 | 15820.658 | 1 | 1 | 276.389 | 1 | 1 | 1 |  | #REF! |  | 50753.1451 | 62
7396 | 1032.624 | 15863.23 | 1 | 1 | 277.224 | 1 | 1 | 1 |  | #REF! |  | 50533.1992 | 60
7397 | 1032.624 | 15914.61 | 1 | 1 | 246.713 | 1 | 1 | 1 |  | #REF! |  | 50834.2249 | 69
7398 | 1762.222 | 15951.296 | 1 | 1 | 2517.963 | 1 | 1 | 1 |  | #REF! |  | 51110.9266 | 70
7399 | 6139.858 | 16074.916 | 1 | 1 | 48644.388 | 1 | 1 | 1 |  | #REF! |  | 51313.3488 | 73
7400 | 1762.222 | 46360.231 | 1 | 1 | 51823.528 | 1 | 1 | 1 |  | #REF! |  | 51234.8877 | 71
7401 | 1032.624 | 75284.997 | 1 | 1 | 40581.79 | 1 | 1 | 1 |  | #REF! |  | 51247.7063 | 70
7402 | 1153.24 | 92908.477 | 1 | 1 | 28094.252 | 1 | 1 | 1 | 6202.3986 | 0 |  | 50524.4243 | 60
7403 | 1213.547 | 110830.545 | 1 | 1 | 17499.447 | 1 | 1 | 1 | 22899.2268 | 0 |  | 50722.1757 | 54
7404 | 1213.547 | 92698.646 | 1 | 1 | 7542.463 | 1 | 1 | 1 | 42931.0314 | 0 |  | 50119.2231 | 46
7405 | 6200.166 | 49577.423 | 1 | 1 | 4148.579 | 1 | 1 | 1 | 16738.0276 | 0 |  | 49786.0632 | 43
7406 | 1762.222 | 72949.299 | 1 | 1 | 3703.034 | 1 | 1 | 1 | 30317.5514 | 0 |  | 50260.2328 | 40
7407 | 1032.624 | 108923.716 | 1 | 1 | 2171.24 | 1 | 1 | 1 | 14878.621 | 0 |  | 50221.8965 | 37
7408 | 1032.624 | 90939.798 | 1 | 1 | 2088.405 | 1 | 1 | 1 |  | #REF! |  | 50176.2257 | 37
7409 | 1032.624 | 79028.048 | 1 | 1 | 5794.016 | 1 | 1 | 1 |  | #REF! |  | 50589.3878 | 43
7410 | 1762.222 | 43423.27 | 1 | 1 | 13092.993 | 1 | 1 | 1 |  | #REF! |  | 50705.8836 | 56
7411 | 6139.858 | 28253.733 | 1 | 1 | 8642.893 | 1 | 1 | 1 |  | #REF! |  | 53979.7289 | 72
7412 | 7599.07 | 29667.068 | 1 | 1 | 10011.801 | 1 | 1 | 1 |  | #REF! |  | 54042.0484 | 86
7413 | 1762.222 | 16551.522 | 1 | 1 | 24340.509 | 1 | 1 | 1 |  | #REF! |  | 54202.8677 | 90
7414 | 1762.222 | 16222.186 | 1 | 1 | 2974.798 | 1 | 1 | 1 |  | #REF! |  | 53892.2883 | 93
7415 | 1762.222 | 15884.362 | 1 | 1 | 1662.911 | 1 | 1 | 1 |  | #REF! |  | 54140.4596 | 93
7416 | 1032.624 | 15977.773 | 1 | 1 | 1271.217 | 1 | 1 | 1 |  | #REF! |  | 54362.962 | 87
7417 | 1032.624 | 16050.958 | 1 | 1 | 562.855 | 1 | 1 | 1 |  | #REF! |  | 52679.9414 | 76
7418 | 1032.624 | 16055.21 | 1 | 1 | 326.72 | 1 | 1 | 1 |  | #REF! |  | 51054.1218 | 76
7419 | 1032.624 | 16131.627 | 1 | 1 | 280.619 | 1 | 1 | 1 |  | #REF! |  | 50375.1541 | 71
7420 | 1032.624 | 16147.56 | 1 | 1 | 281.47 | 1 | 1 | 1 |  | #REF! |  | 49725.299 | 71
7421 | 1032.624 | 16179.816 | 1 | 1 | 249.249 | 1 | 1 | 1 |  | #REF! |  | 49858.4443 | 71
7422 | 1762.222 | 16205.465 | 1 | 1 | 2526.748 | 1 | 1 | 1 |  | #REF! |  | 51364.4897 | 76
7423 | 6139.858 | 16322.935 | 1 | 1 | 66879.034 | 1 | 1 | 1 |  | #REF! |  | 52465.604 | 87
7424 | 1762.222 | 47133.575 | 1 | 1 | 69444.849 | 1 | 1 | 1 |  | #REF! |  | 55370.2162 | 98
7425 | 1032.624 | 76169.989 | 1 | 1 | 57867.131 | 1 | 1 | 1 |  | #REF! |  | 57381.8428 | 74
7426 | 1153.24 | 93711.844 | 1 | 1 | 44390.367 | 1 | 1 | 1 |  | #REF! |  | 60635.0189 | 56
7427 | 1213.547 | 111251.873 | 1 | 1 | 32582.25 | 1 | 1 | 1 | 10669.7657 | 0 |  | 60963.5284 | 47
7428 | 1213.547 | 92966.969 | 1 | 1 | 22633.85 | 1 | 1 | 1 | 15640.8507 | 0 |  | 60071.4402 | 44
7429 | 6200.166 | 49858.292 | 1 | 1 | 4874.943 | 1 | 1 | 1 |  | #REF! |  | 57437.6038 | 40
7430 | 1762.222 | 73024.363 | 1 | 1 | 9183.882 | 1 | 1 | 1 | 20393.6283 | 0 |  | 56807.2067 | 37
7431 | 1032.624 | 108928.713 | 1 | 1 | 9638.518 | 1 | 1 | 1 | 5294.5427 | 0 |  | 59095.3322 | 36
7432 | 1032.624 | 90971.413 | 1 | 1 | 13270.14 | 1 | 1 | 1 |  | #REF! |  | 59459.2967 | 35
7433 | 1032.624 | 79323.992 | 1 | 1 | 19979.02 | 1 | 1 | 1 |  | #REF! |  | 60413.1737 | 40
7434 | 1762.222 | 44110.32 | 1 | 1 | 26039.139 | 1 | 1 | 1 |  | #REF! |  | 61629.8663 | 53
7435 | 6139.858 | 28570.653 | 1 | 1 | 20549.498 | 1 | 1 | 1 |  | #REF! |  | 62948.1812 | 74
7436 | 7599.07 | 29921.664 | 1 | 1 | 20038.148 | 1 | 1 | 1 |  | #REF! |  | 61485.9162 | 87
7437 | 1762.222 | 16771.929 | 1 | 1 | 33248.381 | 1 | 1 | 1 |  | #REF! |  | 59672.5572 | 93
7438 | 1762.222 | 16388.57 | 1 | 1 | 2976.45 | 1 | 1 | 1 |  | #REF! |  | 57760.9954 | 89
7439 | 1762.222 | 16004.18 | 1 | 1 | 1663.783 | 1 | 1 | 1 |  | #REF! |  | 58269.7762 | 89
7440 | 1032.624 | 16077.576 | 1 | 1 | 1271.907 | 1 | 1 | 1 |  | #REF! |  | 57257.082 | 88
7441 | 1032.624 | 16125.099 | 1 | 1 | 563.297 | 1 | 1 | 1 |  | #REF! |  | 56914.1259 | 78
7442 | 1032.624 | 16112.197 | 1 | 1 | 327.168 | 1 | 1 | 1 |  | #REF! |  | 54358.0698 | 69
7443 | 1032.624 | 16167.056 | 1 | 1 | 281.487 | 1 | 1 | 1 |  | #REF! |  | 53485.7871 | 65
7444 | 1032.624 | 16177.48 | 1 | 1 | 282.218 | 1 | 1 | 1 |  | #REF! |  | 53317.8047 | 62
7445 | 1032.624 | 16194.9 | 1 | 1 | 255.025 | 1 | 1 | 1 |  | #REF! |  | 53336.3579 | 65
7446 | 1762.222 | 16211.412 | 1 | 1 | 2532.391 | 1 | 1 | 1 |  | #REF! |  | 54066.0536 | 66
7447 | 6139.858 | 16332.09 | 1 | 1 | 69178.262 | 1 | 1 | 1 |  | #REF! |  | 55265.5079 | 72
7448 | 1762.222 | 47315.294 | 1 | 1 | 71107.215 | 1 | 1 | 1 |  | #REF! |  | 57095.7418 | 91
7449 | 1032.624 | 76484.101 | 1 | 1 | 61916.574 | 1 | 1 | 1 |  | #REF! |  | 58747.6608 | 68
7450 | 1153.24 | 94010.342 | 1 | 1 | 48438.2 | 1 | 1 | 1 |  | #REF! |  | 61196.5836 | 47
7451 | 1213.547 | 111365.085 | 1 | 1 | 34713.965 | 1 | 1 | 1 |  | #REF! |  | 61797.2391 | 41
7452 | 1213.547 | 93107.428 | 1 | 1 | 27299.442 | 1 | 1 | 1 |  | #REF! |  | 60783.5669 | 37
7453 | 6200.166 | 50100.6 | 1 | 1 | 11957.129 | 1 | 1 | 1 |  | #REF! |  | 57709.94 | 34
7454 | 1762.222 | 73291.011 | 1 | 1 | 21059.79 | 1 | 1 | 1 |  | #REF! |  | 57113.2451 | 33
7455 | 1032.624 | 109279.56 | 1 | 1 | 26208.435 | 1 | 1 | 1 |  | #REF! |  | 60261.3003 | 29
7456 | 1032.624 | 91699.572 | 1 | 1 | 29595.659 | 1 | 1 | 1 |  | #REF! |  | 60749.4024 | 31
7457 | 1032.624 | 80056.106 | 1 | 1 | 32561.007 | 1 | 1 | 1 |  | #REF! |  | 61194.7386 | 34
7458 | 1762.222 | 44682.157 | 1 | 1 | 35188.92 | 1 | 1 | 1 |  | #REF! |  | 61649.1271 | 43
7459 | 6139.858 | 28819.142 | 1 | 1 | 29070.279 | 1 | 1 | 1 |  | #REF! |  | 62358.2829 | 59
7460 | 7599.07 | 30176.969 | 1 | 1 | 27979.167 | 1 | 1 | 1 |  | #REF! |  | 60794.8325 | 68
7461 | 1762.222 | 16916.13 | 1 | 1 | 39561.245 | 1 | 1 | 1 |  | #REF! |  | 59502.6212 | 77
7462 | 1762.222 | 16527.332 | 1 | 1 | 2977.963 | 1 | 1 | 1 |  | #REF! |  | 57791.0492 | 73
7463 | 1762.222 | 16147.933 | 1 | 1 | 1664.767 | 1 | 1 | 1 |  | #REF! |  | 57695.6475 | 76
7464 | 1032.624 | 16206.091 | 1 | 1 | 1272.64 | 1 | 1 | 1 |  | #REF! |  | 56999.4137 | 67
7465 | 1032.624 | 16273.873 | 1 | 1 | 563.903 | 1 | 1 | 1 |  | #REF! |  | 56728.3935 | 60
7466 | 1032.624 | 16271.48 | 1 | 1 | 327.902 | 1 | 1 | 1 |  | #REF! |  | 54293.1062 | 51
7467 | 1032.624 | 16335.418 | 1 | 1 | 287.692 | 1 | 1 | 1 |  | #REF! |  | 53803.2496 | 47
7468 | 1032.624 | 16363.034 | 1 | 1 | 315.253 | 1 | 1 | 1 |  | #REF! |  | 53731.1783 | 43
7469 | 1032.624 | 16407.167 | 1 | 1 | 387.324 | 1 | 1 | 1 |  | #REF! |  | 53556.3881 | 44
7470 | 1762.222 | 16445.337 | 1 | 1 | 2890.44 | 1 | 1 | 1 |  | #REF! |  | 54259.1541 | 46
7471 | 6139.858 | 16601.773 | 1 | 1 | 79680.162 | 1 | 1 | 1 |  | #REF! |  | 56250.6903 | 57
7472 | 1762.222 | 48205.698 | 1 | 1 | 81914.548 | 1 | 1 | 1 |  | #REF! |  | 58100.1938 | 76
7473 | 1032.624 | 77320.796 | 1 | 1 | 72039.8 | 1 | 1 | 1 |  | #REF! |  | 58613.4832 | 56
7474 | 1153.24 | 94940.51 | 1 | 1 | 58900.09 | 1 | 1 | 1 |  | #REF! |  | 61100.1285 | 43
7475 | 1213.547 | 112416.215 | 1 | 1 | 48325.967 | 1 | 1 | 1 |  | #REF! |  | 60646.3691 | 37
7476 | 1213.547 | 93784.844 | 1 | 1 | 38716.165 | 1 | 1 | 1 | 12839.5602 | 0 |  | 60206.0857 | 29
7477 | 6200.166 | 50750.48 | 1 | 1 | 23372.837 | 1 | 1 | 1 | 74.319 | 0 |  | 56657.966 | 36
7478 | 1762.222 | 73924.602 | 1 | 1 | 30600.382 | 1 | 1 | 1 | 17237.3848 | 0 |  | 56000.8445 | 33
7479 | 1032.624 | 109501.364 | 1 | 1 | 28607.43 | 1 | 1 | 1 |  | #REF! |  | 58790.6097 | 31
7480 | 1032.624 | 91672.675 | 1 | 1 | 27894.603 | 1 | 1 | 1 |  | #REF! |  | 58930.054 | 33
7481 | 1032.624 | 80132.638 | 1 | 1 | 32970.709 | 1 | 1 | 1 |  | #REF! |  | 59779.8054 | 34
7482 | 1762.222 | 44890.912 | 1 | 1 | 37558.728 | 1 | 1 | 1 |  | #REF! |  | 60794.83 | 50
7483 | 6139.858 | 28990.071 | 1 | 1 | 31963.045 | 1 | 1 | 1 |  | #REF! |  | 61766.9352 | 65
7484 | 7599.07 | 30380.893 | 1 | 1 | 31068.025 | 1 | 1 | 1 |  | #REF! |  | 60730.0843 | 77
7485 | 1762.222 | 17041.285 | 1 | 1 | 43431.487 | 1 | 1 | 1 |  | #REF! |  | 59304.683 | 83
7486 | 1762.222 | 16666.647 | 1 | 1 | 2979.202 | 1 | 1 | 1 |  | #REF! |  | 59404.6004 | 86
7487 | 1762.222 | 16300.979 | 1 | 1 | 1665.655 | 1 | 1 | 1 |  | #REF! |  | 59066.696 | 84
7488 | 1032.624 | 16378.262 | 1 | 1 | 1273.516 | 1 | 1 | 1 |  | #REF! |  | 58571.4687 | 78
7489 | 1032.624 | 16415.228 | 1 | 1 | 546.479 | 1 | 1 | 1 |  | #REF! |  | 57345.0785 | 71
7490 | 1032.624 | 16397.448 | 1 | 1 | 607.083 | 1 | 1 | 1 |  | #REF! |  | 55096.4003 | 67
7491 | 1032.624 | 16458.393 | 1 | 1 | 448.832 | 1 | 1 | 1 |  | #REF! |  | 54282.5774 | 61
7492 | 1032.624 | 16461.867 | 1 | 1 | 496.145 | 1 | 1 | 1 |  | #REF! |  | 54510.9616 | 63
7493 | 1032.624 | 16483.011 | 1 | 1 | 1271.793 | 1 | 1 | 1 |  | #REF! |  | 54813.7249 | 63
7494 | 1762.222 | 16479.366 | 1 | 1 | 2516.001 | 1 | 1 | 1 |  | #REF! |  | 55782.3179 | 69
7495 | 6139.858 | 16592.977 | 1 | 1 | 80331.248 | 1 | 1 | 1 |  | #REF! |  | 57086.9414 | 79
7496 | 1762.222 | 30608.194 | 1 | 1 | 83446.098 | 1 | 1 | 1 |  | #REF! |  | 58262.4401 | 99
7497 | 1032.624 | 31441.295 | 1 | 1 | 81966.713 | 1 | 1 | 1 |  | #REF! |  | 59505.4093 | 74
7498 | 1153.24 | 32206.573 | 1 | 1 | 75036.668 | 1 | 1 | 1 |  | #REF! |  | 61632.3425 | 51
7499 | 1213.547 | 32767.515 | 1 | 1 | 67091.197 | 1 | 1 | 1 | 5216.927 | 0 |  | 61379.1163 | 44
7500 | 1213.547 | 31952.562 | 1 | 1 | 56906.238 | 1 | 1 | 1 | 22632.6157 | 0 |  | 60777.417 | 35
7501 | 6200.166 | 29809.376 | 1 | 1 | 35379.803 | 1 | 1 | 1 | 944.7125 | 0 |  | 57745.0377 | 31
7502 | 1762.222 | 29395.459 | 1 | 1 | 34524.78 | 1 | 1 | 1 | 22241.7167 | 0 |  | 57383.3531 | 27
7503 | 1032.624 | 30210.877 | 1 | 1 | 36789.322 | 1 | 1 | 1 |  | #REF! |  | 59200.2194 | 26
7504 | 1032.624 | 29844.857 | 1 | 1 | 34954.086 | 1 | 1 | 1 |  | #REF! |  | 58711.1299 | 27
7505 | 1032.624 | 29679.019 | 1 | 1 | 40739.413 | 1 | 1 | 1 |  | #REF! |  | 59630.1895 | 31
7506 | 1762.222 | 29166.236 | 1 | 1 | 43074.734 | 1 | 1 | 1 |  | #REF! |  | 60620.4453 | 42
7507 | 6139.858 | 29217.417 | 1 | 1 | 36866.185 | 1 | 1 | 1 |  | #REF! |  | 61733.8905 | 56
7508 | 7599.07 | 30591.379 | 1 | 1 | 34382.711 | 1 | 1 | 1 |  | #REF! |  | 61905.5743 | 69
7509 | 1762.222 | 17132.599 | 1 | 1 | 45407.502 | 1 | 1 | 1 |  | #REF! |  | 61680.4915 | 77
7510 | 1762.222 | 16744.662 | 1 | 1 | 2443.424 | 1 | 1 | 1 |  | #REF! |  | 60649.1561 | 72
7511 | 1762.222 | 16354.089 | 1 | 1 | 1993.529 | 1 | 1 | 1 |  | #REF! |  | 59596.4962 | 78
7512 | 1032.624 | 16409.572 | 1 | 1 | 1208.031 | 1 | 1 | 1 |  | #REF! |  | 59397.9574 | 38
7513 | 1032.624 | 16464.713 | 1 | 1 | 718.342 | 1 | 1 | 1 |  | #REF! |  | 58113.5302 | 76
7514 | 1032.624 | 16467.353 | 1 | 1 | 566.165 | 1 | 1 | 1 |  | #REF! |  | 55668.0546 | 70
7515 | 1032.624 | 16516.302 | 1 | 1 | 609.49 | 1 | 1 | 1 |  | #REF! |  | 54658.1259 | 66
7516 | 1032.624 | 16534.562 | 1 | 1 | 1046.262 | 1 | 1 | 1 |  | #REF! |  | 54537.6513 | 65
7517 | 1032.624 | 16558.954 | 1 | 1 | 3039.665 | 1 | 1 | 1 |  | #REF! |  | 54961.4527 | 64
7518 | 1762.222 | 16559.339 | 1 | 1 | 5747.049 | 1 | 1 | 1 |  | #REF! |  | 55599.8141 | 68
7519 | 6139.858 | 16673.244 | 1 | 1 | 83833.242 | 1 | 1 | 1 |  | #REF! |  | 56661.8098 | 80
7520 | 1762.222 | 16964.398 | 1 | 1 | 88275.972 | 1 | 1 | 1 |  | #REF! |  | 57053.9495 | 91
7521 | 1032.624 | 17758.565 | 1 | 1 | 80490.071 | 1 | 1 | 1 |  | #REF! |  | 58933.213 | 69
7522 | 1153.24 | 18512.766 | 1 | 1 | 70094.104 | 1 | 1 | 1 |  | #REF! |  | 61421.2265 | 55
7523 | 1213.547 | 19167.08 | 1 | 1 | 61916.11 | 1 | 1 | 1 |  | #REF! |  | 61218.1206 | 47
7524 | 1213.547 | 18636.119 | 1 | 1 | 53994.209 | 1 | 1 | 1 |  | #REF! |  | 60928.5786 | 42
7525 | 6200.166 | 16786.053 | 1 | 1 | 36052.273 | 1 | 1 | 1 |  | #REF! |  | 58437.8321 | 40
7526 | 1762.222 | 16639.168 | 1 | 1 | 41023.624 | 1 | 1 | 1 |  | #REF! |  | 58711.719 | 37
7527 | 1032.624 | 17424.239 | 1 | 1 | 40556.125 | 1 | 1 | 1 |  | #REF! |  | 61796.096 | 39
7528 | 1032.624 | 17125.949 | 1 | 1 | 41102.118 | 1 | 1 | 1 |  | #REF! |  | 61864.5124 | 39
7529 | 1032.624 | 16911.165 | 1 | 1 | 43817.639 | 1 | 1 | 1 |  | #REF! |  | 62621.0328 | 54
7530 | 1762.222 | 16375.28 | 1 | 1 | 47206.978 | 1 | 1 | 1 |  | #REF! |  | 62306.5316 | 69
7531 | 6139.858 | 16369.831 | 1 | 1 | 40266.006 | 1 | 1 | 1 |  | #REF! |  | 61817.6152 | 80
7532 | 7599.07 | 17723.864 | 1 | 1 | 39634.667 | 1 | 1 | 1 |  | #REF! |  | 60496.5629 | 84
7533 | 1762.222 | 17262.486 | 1 | 1 | 50285.886 | 1 | 1 | 1 |  | #REF! |  | 58234.6818 | 89
7534 | 1762.222 | 16842.336 | 1 | 1 | 2323.429 | 1 | 1 | 1 |  | #REF! |  | 57058.4637 | 91
7535 | 1762.222 | 16447.866 | 1 | 1 | 2137.475 | 1 | 1 | 1 |  | #REF! |  | 56488.6955 | 97
7536 | 1032.624 | 16512.918 | 1 | 1 | 1207.493 | 1 | 1 | 1 |  | #REF! |  | 57114.5878 | 95
7537 | 1032.624 | 17175.037 | 1 | 1 | 573.862 | 1 | 1 | 1 |  | #REF! |  | 56058.0343 | 88
7538 | 1032.624 | 17154.23 | 1 | 1 | 427.78 | 1 | 1 | 1 |  | #REF! |  | 54068.4814 | 77
7539 | 1032.624 | 17183.925 | 1 | 1 | 849.836 | 1 | 1 | 1 |  | #REF! |  | 52713.0137 | 73
7540 | 1032.624 | 17179.244 | 1 | 1 | 2135.346 | 1 | 1 | 1 |  | #REF! |  | 52969.4592 | 71
7541 | 1032.624 | 17212.226 | 1 | 1 | 6348.298 | 1 | 1 | 1 |  | #REF! |  | 53492.5117 | 70
7542 | 1762.222 | 17215.351 | 1 | 1 | 11101.953 | 1 | 1 | 1 |  | #REF! |  | 53920.6729 | 74
7543 | 6139.858 | 17349.772 | 1 | 1 | 92011.589 | 1 | 1 | 1 |  | #REF! |  | 53783.791 | 78
7544 | 1762.222 | 50694.503 | 1 | 1 | 93447.929 | 1 | 1 | 1 |  | #REF! |  | 53694.3933 | 81
7545 | 1032.624 | 80087.087 | 1 | 1 | 81905.779 | 1 | 1 | 1 |  | #REF! |  | 53975.7222 | 77
7546 | 1153.24 | 97919.07 | 1 | 1 | 70615.441 | 1 | 1 | 1 | 5078.446 | 0 |  | 54442.9644 | 57
7547 | 1213.547 | 115559.924 | 1 | 1 | 62459.503 | 1 | 1 | 1 | 21389.2518 | 0 |  | 54991.2706 | 51
7548 | 1213.547 | 96726.809 | 1 | 1 | 52736.606 | 1 | 1 | 1 | 33351.6702 | 0 |  | 55791.3107 | 46
7549 | 6200.166 | 53155.144 | 1 | 1 | 33035.726 | 1 | 1 | 1 | 14612.4726 | 0 |  | 54490.7209 | 38
7550 | 1762.222 | 75832.461 | 1 | 1 | 34994.189 | 1 | 1 | 1 | 35557.9031 | 0 |  | 54141.2415 | 38
7551 | 1032.624 | 111165.261 | 1 | 1 | 32258.91 | 1 | 1 | 1 | 14175.4744 | 0 |  | 54442.4872 | 45
7552 | 1032.624 | 93259.263 | 1 | 1 | 33228.463 | 1 | 1 | 1 |  | #REF! |  | 54122.777 | 46
7553 | 1032.624 | 81609.934 | 1 | 1 | 38261.921 | 1 | 1 | 1 |  | #REF! |  | 55049.0322 | 52
7554 | 1762.222 | 46314.153 | 1 | 1 | 43424.488 | 1 | 1 | 1 |  | #REF! |  | 55332.1246 | 64
7555 | 6139.858 | 29492.011 | 1 | 1 | 36914.024 | 1 | 1 | 1 |  | #REF! |  | 56510.369 | 78
7556 | 7599.07 | 30841.851 | 1 | 1 | 35678.027 | 1 | 1 | 1 |  | #REF! |  | 56223.8377 | 88
7557 | 1762.222 | 17130.665 | 1 | 1 | 47025.589 | 1 | 1 | 1 |  | #REF! |  | 56145.1419 | 94
7558 | 1762.222 | 16735.301 | 1 | 1 | 2980.085 | 1 | 1 | 1 |  | #REF! |  | 55431.7118 | 99
7559 | 1762.222 | 16336.866 | 1 | 1 | 1666.042 | 1 | 1 | 1 |  | #REF! |  | 55562.904 | 101
7560 | 1032.624 | 16394.313 | 1 | 1 | 1273.747 | 1 | 1 | 1 |  | #REF! |  | 55367.6624 | 98
7561 | 1032.624 | 16439.189 | 1 | 1 | 566.755 | 1 | 1 | 1 |  | #REF! |  | 54517.4872 | 95
7562 | 1032.624 | 16400.46 | 1 | 1 | 340.449 | 1 | 1 | 1 |  | #REF! |  | 53019.2312 | 80
7563 | 1032.624 | 16459.316 | 1 | 1 | 351.695 | 1 | 1 | 1 |  | #REF! |  | 52437.1374 | 81
7564 | 1032.624 | 16506.885 | 1 | 1 | 591.334 | 1 | 1 | 1 |  | #REF! |  | 52049.3732 | 83
7565 | 1032.624 | 16552.734 | 1 | 1 | 1402.917 | 1 | 1 | 1 |  | #REF! |  | 51770.4707 | 85
7566 | 1762.222 | 16579.953 | 1 | 1 | 4626.491 | 1 | 1 | 1 |  | #REF! |  | 51841.422 | 85
7567 | 6139.858 | 16721.445 | 1 | 1 | 85601.635 | 1 | 1 | 1 |  | #REF! |  | 52828.6947 | 89
7568 | 1762.222 | 49315.368 | 1 | 1 | 86904.688 | 1 | 1 | 1 |  | #REF! |  | 52623.1631 | 89
7569 | 1032.624 | 78271.41 | 1 | 1 | 74903.857 | 1 | 1 | 1 |  | #REF! |  | 52355.6986 | 86
7570 | 1153.24 | 95755.55 | 1 | 1 | 60580.029 | 1 | 1 | 1 |  | #REF! |  | 51524.3275 | 74
7571 | 1213.547 | 113103.858 | 1 | 1 | 48843.319 | 1 | 1 | 1 | 5576.2167 | 0 |  | 51823.481 | 66
7572 | 1213.547 | 94461.374 | 1 | 1 | 40169.508 | 1 | 1 | 1 | 18924.2855 | 0 |  | 51549.3678 | 61
7573 | 6200.166 | 51326.56 | 1 | 1 | 24189.177 | 1 | 1 | 1 | 5056.9284 | 0 |  | 51701.3939 | 55
7574 | 1762.222 | 74303.618 | 1 | 1 | 29540.61 | 1 | 1 | 1 | 10903.5401 | 0 |  | 52033.3564 | 54
7575 | 1032.624 | 109911.127 | 1 | 1 | 29164.475 | 1 | 1 | 1 |  | #REF! |  | 52491.7711 | 53
7576 | 1032.624 | 92220.156 | 1 | 1 | 31483.372 | 1 | 1 | 1 |  | #REF! |  | 52257.6325 | 53
7577 | 1032.624 | 80652.973 | 1 | 1 | 35993.589 | 1 | 1 | 1 |  | #REF! |  | 52846.4005 | 62
7578 | 1762.222 | 45335.442 | 1 | 1 | 39732.738 | 1 | 1 | 1 |  | #REF! |  | 53278.0811 | 74
7579 | 6139.858 | 29149.027 | 1 | 1 | 33538.911 | 1 | 1 | 1 |  | #REF! |  | 55746.3 | 94
7580 | 7599.07 | 30540.478 | 1 | 1 | 32820.159 | 1 | 1 | 1 |  | #REF! |  | 55927.3922 | 102
7581 | 1762.222 | 17061.185 | 1 | 1 | 44455.192 | 1 | 1 | 1 |  | #REF! |  | 55672.0746 | 108
7582 | 1762.222 | 16682.444 | 1 | 1 | 2979.47 | 1 | 1 | 1 |  | #REF! |  | 55189.5695 | 111
7583 | 1762.222 | 16302.702 | 1 | 1 | 1665.763 | 1 | 1 | 1 |  | #REF! |  | 55430.9318 | 110
7584 | 1032.624 | 16367.558 | 1 | 1 | 1273.546 | 1 | 1 | 1 |  | #REF! |  | 55761.5223 | 105
7585 | 1032.624 | 16434.115 | 1 | 1 | 564.601 | 1 | 1 | 1 |  | #REF! |  | 54136.6381 | 95
7586 | 1032.624 | 16434.331 | 1 | 1 | 336.547 | 1 | 1 | 1 |  | #REF! |  | 52268.6207 | 89
7587 | 1032.624 | 16538.653 | 1 | 1 | 375.351 | 1 | 1 | 1 |  | #REF! |  | 51506.805 | 86
7588 | 1032.624 | 16595.026 | 1 | 1 | 800.083 | 1 | 1 | 1 |  | #REF! |  | 51577.0722 | 84
7589 | 1032.624 | 16671.612 | 1 | 1 | 2715.951 | 1 | 1 | 1 |  | #REF! |  | 51434.3931 | 78
7590 | 1762.222 | 16705.951 | 1 | 1 | 7901.374 | 1 | 1 | 1 |  | #REF! |  | 52821.5424 | 82
7591 | 6139.858 | 16866.341 | 1 | 1 | 89678.412 | 1 | 1 | 1 |  | #REF! |  | 54447.0245 | 82
7592 | 1762.222 | 49186.987 | 1 | 1 | 91588.727 | 1 | 1 | 1 |  | #REF! |  | 56691.0255 | 97
7593 | 1032.624 | 78174.673 | 1 | 1 | 79256.734 | 1 | 1 | 1 |  | #REF! |  | 59758.9908 | 82
7594 | 1153.24 | 95757.318 | 1 | 1 | 65762.826 | 1 | 1 | 1 |  | #REF! |  | 63868.2985 | 62
7595 | 1213.547 | 113284.509 | 1 | 1 | 55688.3 | 1 | 1 | 1 |  | #REF! |  | 64283.204 | 57
7596 | 1213.547 | 94742.911 | 1 | 1 | 47950.382 | 1 | 1 | 1 |  | #REF! |  | 64578.0478 | 52
7597 | 6200.166 | 51519.092 | 1 | 1 | 30709.316 | 1 | 1 | 1 |  | #REF! |  | 61799.0227 | 50
7598 | 1762.222 | 74479.943 | 1 | 1 | 34745.509 | 1 | 1 | 1 |  | #REF! |  | 61335.5374 | 49
7599 | 1032.624 | 110034.004 | 1 | 1 | 32894.755 | 1 | 1 | 1 |  | #REF! |  | 63219.7544 | 49
7600 | 1032.624 | 92229.712 | 1 | 1 | 32998.623 | 1 | 1 | 1 |  | #REF! |  | 62768.645 | 48
7601 | 1032.624 | 80753.514 | 1 | 1 | 39077.953 | 1 | 1 | 1 |  | #REF! |  | 62473.8127 | 54
7602 | 1762.222 | 45499.62 | 1 | 1 | 43389.906 | 1 | 1 | 1 |  | #REF! |  | 62398.9413 | 72
7603 | 6139.858 | 29299.114 | 1 | 1 | 37363.24 | 1 | 1 | 1 |  | #REF! |  | 63406.7813 | 90
7604 | 7599.07 | 30696.911 | 1 | 1 | 36746.611 | 1 | 1 | 1 |  | #REF! |  | 63574.5222 | 101
7605 | 1762.222 | 17179.413 | 1 | 1 | 48361.831 | 1 | 1 | 1 |  | #REF! |  | 61680.3517 | 111
7606 | 1762.222 | 16803.882 | 1 | 1 | 2980.681 | 1 | 1 | 1 |  | #REF! |  | 59652.0206 | 112
7607 | 1762.222 | 16410.808 | 1 | 1 | 1666.488 | 1 | 1 | 1 |  | #REF! |  | 59216.4674 | 106
7608 | 1032.624 | 16476.079 | 1 | 1 | 1274.17 | 1 | 1 | 1 |  | #REF! |  | 58965.4079 | 97
7609 | 1032.624 | 16531.344 | 1 | 1 | 571.26 | 1 | 1 | 1 |  | #REF! |  | 57832.5076 | 83
7610 | 1032.624 | 16513.689 | 1 | 1 | 368.409 | 1 | 1 | 1 |  | #REF! |  | 54900.6819 | 77
7611 | 1032.624 | 16610.24 | 1 | 1 | 546.669 | 1 | 1 | 1 |  | #REF! |  | 53846.4686 | 71
7612 | 1032.624 | 16647.351 | 1 | 1 | 1403.646 | 1 | 1 | 1 |  | #REF! |  | 54302.3733 | 70
7613 | 1032.624 | 16686.416 | 1 | 1 | 4027.107 | 1 | 1 | 1 |  | #REF! |  | 54372.4081 | 73
7614 | 1762.222 | 16727.713 | 1 | 1 | 9562.09 | 1 | 1 | 1 |  | #REF! |  | 54985.9065 | 76
7615 | 6139.858 | 16872.119 | 1 | 1 | 90329.366 | 1 | 1 | 1 |  | #REF! |  | 56408.2866 | 87
7616 | 1762.222 | 49176.553 | 1 | 1 | 92549.864 | 1 | 1 | 1 |  | #REF! |  | 59003.5086 | 102
7617 | 1032.624 | 78131.389 | 1 | 1 | 79475.009 | 1 | 1 | 1 |  | #REF! |  | 61486.2941 | 78
7618 | 1153.24 | 95600.724 | 1 | 1 | 64476.491 | 1 | 1 | 1 |  | #REF! |  | 63552.5627 | 59
7619 | 1213.547 | 112992.398 | 1 | 1 | 52671.452 | 1 | 1 | 1 |  | #REF! |  | 63272.8669 | 51
7620 | 1213.547 | 94307.013 | 1 | 1 | 42928.548 | 1 | 1 | 1 | 14643.1809 | 0 |  | 62223.0435 | 49
7621 | 6200.166 | 51028.405 | 1 | 1 | 24376.785 | 1 | 1 | 1 | 11820.4515 | 0 |  | 58608.2769 | 47
7622 | 1762.222 | 73969.018 | 1 | 1 | 28580.371 | 1 | 1 | 1 | 15056.8523 | 0 |  | 57430.3962 | 47
7623 | 1032.624 | 109500.92 | 1 | 1 | 25972.692 | 1 | 1 | 1 | 2476.487 | 0 |  | 60286.0604 | 45
7624 | 1032.624 | 91766.977 | 1 | 1 | 27129.332 | 1 | 1 | 1 |  | #REF! |  | 60698.9946 | 48
7625 | 1032.624 | 80295.757 | 1 | 1 | 33059.577 | 1 | 1 | 1 |  | #REF! |  | 62466.7474 | 54
7626 | 1762.222 | 45168.915 | 1 | 1 | 39493.663 | 1 | 1 | 1 |  | #REF! |  | 63258.5388 | 74
7627 | 6139.858 | 29100.732 | 1 | 1 | 33128.887 | 1 | 1 | 1 |  | #REF! |  | 64251.711 | 92
7628 | 7599.07 | 30501.475 | 1 | 1 | 32516.326 | 1 | 1 | 1 |  | #REF! |  | 62968.2881 | 108
7629 | 1762.222 | 17038.819 | 1 | 1 | 44043.542 | 1 | 1 | 1 |  | #REF! |  | 61583.9456 | 113
7630 | 1762.222 | 16652.776 | 1 | 1 | 2979.204 | 1 | 1 | 1 |  | #REF! |  | 59821.1418 | 119
7631 | 1762.222 | 16265.381 | 1 | 1 | 1665.529 | 1 | 1 | 1 |  | #REF! |  | 58759.3193 | 114
7632 | 1032.624 | 16310.754 | 1 | 1 | 1273.246 | 1 | 1 | 1 |  | #REF! |  | 58418.791 | 107
7633 | 1032.624 | 16366.885 | 1 | 1 | 564.334 | 1 | 1 | 1 |  | #REF! |  | 56865.4939 | 96
7634 | 1032.624 | 16343.731 | 1 | 1 | 335.408 | 1 | 1 | 1 |  | #REF! |  | 54239.2237 | 87
7635 | 1032.624 | 16383.542 | 1 | 1 | 318.563 | 1 | 1 | 1 |  | #REF! |  | 53423.6072 | 82
7636 | 1032.624 | 16409.232 | 1 | 1 | 372.256 | 1 | 1 | 1 |  | #REF! |  | 53688.5716 | 80
7637 | 1032.624 | 16474.336 | 1 | 1 | 724.282 | 1 | 1 | 1 |  | #REF! |  | 53935.9427 | 82
7638 | 1762.222 | 16499.958 | 1 | 1 | 3580.385 | 1 | 1 | 1 |  | #REF! |  | 55353.6129 | 84
7639 | 6139.858 | 16614.154 | 1 | 1 | 81910.053 | 1 | 1 | 1 |  | #REF! |  | 57112.985 | 89
7640 | 1762.222 | 48602.034 | 1 | 1 | 84316.438 | 1 | 1 | 1 |  | #REF! |  | 59950.5487 | 107
7641 | 1032.624 | 77541.409 | 1 | 1 | 71826.531 | 1 | 1 | 1 |  | #REF! |  | 62027.2512 | 87
7642 | 1153.24 | 95025.672 | 1 | 1 | 57214.816 | 1 | 1 | 1 |  | #REF! |  | 65506.4258 | 64
7643 | 1213.547 | 112405.4 | 1 | 1 | 45677.992 | 1 | 1 | 1 |  | #REF! |  | 64744.4845 | 57
7644 | 1213.547 | 93721.385 | 1 | 1 | 35560.685 | 1 | 1 | 1 |  | #REF! |  | 64597.6966 | 58
7645 | 6200.166 | 50537.575 | 1 | 1 | 17700.352 | 1 | 1 | 1 |  | #REF! |  | 61160.8384 | 56
7646 | 1762.222 | 73555.281 | 1 | 1 | 23039.252 | 1 | 1 | 1 |  | #REF! |  | 60694.511 | 54
7647 | 1032.624 | 109193.626 | 1 | 1 | 22291.558 | 1 | 1 | 1 |  | #REF! |  | 63025.9493 | 57
7648 | 1032.624 | 91488.984 | 1 | 1 | 24066.165 | 1 | 1 | 1 |  | #REF! |  | 62875.5038 | 59
7649 | 1032.624 | 79977.63 | 1 | 1 | 29582.092 | 1 | 1 | 1 |  | #REF! |  | 64019.3143 | 69
7650 | 1762.222 | 44790.116 | 1 | 1 | 35186.977 | 1 | 1 | 1 |  | #REF! |  | 65495.0717 | 89
7651 | 6139.858 | 28903.408 | 1 | 1 | 28808.608 | 1 | 1 | 1 |  | #REF! |  | 65936.267 | 111
7652 | 7599.07 | 30274.535 | 1 | 1 | 27767.294 | 1 | 1 | 1 |  | #REF! |  | 64977.3578 | 125
7653 | 1762.222 | 16925.776 | 1 | 1 | 39771.485 | 1 | 1 | 1 |  | #REF! |  | 63031.1965 | 127
7654 | 1762.222 | 16551.356 | 1 | 1 | 2978.158 | 1 | 1 | 1 |  | #REF! |  | 61510.8149 | 127
7655 | 1762.222 | 16176.341 | 1 | 1 | 1664.908 | 1 | 1 | 1 |  | #REF! |  | 61359.7435 | 125
7656 | 1032.624 | 16232.601 | 1 | 1 | 1272.764 | 1 | 1 | 1 |  | #REF! |  | 61319.3732 | 115
7657 | 1032.624 | 16300.567 | 1 | 1 | 545.983 | 1 | 1 | 1 |  | #REF! |  | 59971.2338 | 104
7658 | 1032.624 | 16281.982 | 1 | 1 | 599.954 | 1 | 1 | 1 |  | #REF! |  | 56483.4877 | 99
7659 | 1032.624 | 16340.812 | 1 | 1 | 397.749 | 1 | 1 | 1 |  | #REF! |  | 55642.6913 | 95
7660 | 1032.624 | 16363.108 | 1 | 1 | 282.319 | 1 | 1 | 1 |  | #REF! |  | 54820.7645 | 95
7661 | 1032.624 | 16389.454 | 1 | 1 | 381.79 | 1 | 1 | 1 |  | #REF! |  | 55328.2473 | 96
7662 | 1762.222 | 16388.634 | 1 | 1 | 1078.216 | 1 | 1 | 1 |  | #REF! |  | 56315.7693 | 100
7663 | 6139.858 | 16506.736 | 1 | 1 | 74891.478 | 1 | 1 | 1 |  | #REF! |  | 58810.3015 | 109
7664 | 1762.222 | 30540.102 | 1 | 1 | 79455.082 | 1 | 1 | 1 |  | #REF! |  | 61272.5424 | 117
7665 | 1032.624 | 30938.509 | 1 | 1 | 68945.556 | 1 | 1 | 1 |  | #REF! |  | 63594.6906 | 100
7666 | 1153.24 | 31340.278 | 1 | 1 | 54293.618 | 1 | 1 | 1 |  | #REF! |  | 67162.7705 | 74
7667 | 1213.547 | 31673.35 | 1 | 1 | 40941.515 | 1 | 1 | 1 |  | #REF! |  | 66339.9854 | 66
7668 | 1213.547 | 31078.141 | 1 | 1 | 30969.831 | 1 | 1 | 1 | 7402.6623 | 0 |  | 65776.3444 | 62
7669 | 6200.166 | 29109.989 | 1 | 1 | 10530.934 | 1 | 1 | 1 |  | #REF! |  | 62728.1003 | 56
7670 | 1762.222 | 28905.934 | 1 | 1 | 15452.23 | 1 | 1 | 1 | 11753.8661 | 0 |  | 61562.4185 | 52
7671 | 1032.624 | 29665.973 | 1 | 1 | 15464.291 | 1 | 1 | 1 |  | #REF! |  | 64146.8644 | 56
7672 | 1032.624 | 29284.599 | 1 | 1 | 17611.216 | 1 | 1 | 1 |  | #REF! |  | 64354.5389 | 55
7673 | 1032.624 | 29128.771 | 1 | 1 | 24776.759 | 1 | 1 | 1 |  | #REF! |  | 65446.131 | 65
7674 | 1762.222 | 28682.98 | 1 | 1 | 30953.982 | 1 | 1 | 1 |  | #REF! |  | 67085.4571 | 84
7675 | 6139.858 | 28748.56 | 1 | 1 | 26273.485 | 1 | 1 | 1 |  | #REF! |  | 67044.2713 | 104
7676 | 7599.07 | 30198.438 | 1 | 1 | 26147.06 | 1 | 1 | 1 |  | #REF! |  | 66432.8277 | 121
7677 | 1762.222 | 16959.838 | 1 | 1 | 39514.895 | 1 | 1 | 1 |  | #REF! |  | 65280.8273 | 129
7678 | 1762.222 | 16622.985 | 1 | 1 | 2442.157 | 1 | 1 | 1 |  | #REF! |  | 63360.4011 | 135
7679 | 1762.222 | 16283.548 | 1 | 1 | 1992.745 | 1 | 1 | 1 |  | #REF! |  | 63828.0662 | 130
7680 | 1032.624 | 16386.323 | 1 | 1 | 1207.681 | 1 | 1 | 1 |  | #REF! |  | 63859.4194 | 121
7681 | 1032.624 | 16498.731 | 1 | 1 | 719.375 | 1 | 1 | 1 |  | #REF! |  | 61833.0195 | 113
7682 | 1032.624 | 16542.486 | 1 | 1 | 584.86 | 1 | 1 | 1 |  | #REF! |  | 59024.2731 | 104
7683 | 1032.624 | 16648.636 | 1 | 1 | 1121.161 | 1 | 1 | 1 |  | #REF! |  | 57367.2726 | 103
7684 | 1032.624 | 16701.165 | 1 | 1 | 4553.247 | 1 | 1 | 1 |  | #REF! |  | 57352.92 | 101
7685 | 1032.624 | 16739.699 | 1 | 1 | 10530.589 | 1 | 1 | 1 |  | #REF! |  | 57869.6907 | 105
7686 | 1762.222 | 16762.45 | 1 | 1 | 14305.548 | 1 | 1 | 1 |  | #REF! |  | 59040.2 | 103
7687 | 6139.858 | 16895.227 | 1 | 1 | 92660.172 | 1 | 1 | 1 |  | #REF! |  | 60687.7844 | 113
7688 | 1762.222 | 17182.359 | 1 | 1 | 96864.684 | 1 | 1 | 1 |  | #REF! |  | 61973.0973 | 126
7689 | 1032.624 | 17946.318 | 1 | 1 | 87838.947 | 1 | 1 | 1 |  | #REF! |  | 64750.7444 | 102
7690 | 1153.24 | 18694.502 | 1 | 1 | 76287.077 | 1 | 1 | 1 |  | #REF! |  | 69020.5399 | 82
7691 | 1213.547 | 19278.216 | 1 | 1 | 65158.56 | 1 | 1 | 1 |  | #REF! |  | 70062.2613 | 69
7692 | 1213.547 | 18743.502 | 1 | 1 | 57239.319 | 1 | 1 | 1 |  | #REF! |  | 69468.2114 | 61
7693 | 6200.166 | 16870.472 | 1 | 1 | 38396.832 | 1 | 1 | 1 |  | #REF! |  | 67101.421 | 63
7694 | 1762.222 | 16747.884 | 1 | 1 | 43874.992 | 1 | 1 | 1 |  | #REF! |  | 65988.9547 | 66
7695 | 1032.624 | 17547.525 | 1 | 1 | 43599.714 | 1 | 1 | 1 |  | #REF! |  | 69112.8986 | 66
7696 | 1032.624 | 17260.944 | 1 | 1 | 44673.203 | 1 | 1 | 1 |  | #REF! |  | 68376.1215 | 70
7697 | 1032.624 | 17054.515 | 1 | 1 | 47725.843 | 1 | 1 | 1 |  | #REF! |  | 68657.6747 | 86
7698 | 1762.222 | 16539.445 | 1 | 1 | 52274.862 | 1 | 1 | 1 |  | #REF! |  | 68029.0902 | 102
7699 | 6139.858 | 16555.965 | 1 | 1 | 46213.839 | 1 | 1 | 1 |  | #REF! |  | 67381.3168 | 119
7700 | 7599.07 | 17908.47 | 1 | 1 | 45724.63 | 1 | 1 | 1 |  | #REF! |  | 65213.5967 | 127
7701 | 1762.222 | 17445.211 | 1 | 1 | 56275.266 | 1 | 1 | 1 |  | #REF! |  | 64274.8648 | 132
7702 | 1762.222 | 17076.511 | 1 | 1 | 2325.307 | 1 | 1 | 1 |  | #REF! |  | 62494.8016 | 133
7703 | 1762.222 | 16704.743 | 1 | 1 | 2142.284 | 1 | 1 | 1 |  | #REF! |  | 61741.639 | 133
7704 | 1032.624 | 16780.429 | 1 | 1 | 1264.056 | 1 | 1 | 1 |  | #REF! |  | 61362.1434 | 126
7705 | 1032.624 | 17725.253 | 1 | 1 | 1076.75 | 1 | 1 | 1 |  | #REF! |  | 59818.9421 | 116
7706 | 1032.624 | 17690.275 | 1 | 1 | 3419.688 | 1 | 1 | 1 |  | #REF! |  | 56347.3648 | 111
7707 | 1032.624 | 17735.585 | 1 | 1 | 9131.048 | 1 | 1 | 1 |  | #REF! |  | 55528.2193 | 112
7708 | 1032.624 | 17714.909 | 1 | 1 | 13196.653 | 1 | 1 | 1 |  | #REF! |  | 55741.2089 | 111
7709 | 1032.624 | 17752.912 | 1 | 1 | 17466.21 | 1 | 1 | 1 |  | #REF! |  | 55490.3802 | 104
7710 | 1762.222 | 17768.675 | 1 | 1 | 21857.014 | 1 | 1 | 1 |  | #REF! |  | 56366.0782 | 112
7711 | 6139.858 | 17903.702 | 1 | 1 | 101478.262 | 1 | 1 | 1 |  | #REF! |  | 57408.6033 | 116
7712 | 1762.222 | 51018.537 | 1 | 1 | 103153.132 | 1 | 1 | 1 |  | #REF! |  | 57231.988 | 117
7713 | 1032.624 | 80618.301 | 1 | 1 | 91163.274 | 1 | 1 | 1 |  | #REF! |  | 58063.9426 | 115
7714 | 1153.24 | 98381.365 | 1 | 1 | 76521.07 | 1 | 1 | 1 |  | #REF! |  | 59397.0659 | 96
7715 | 1213.547 | 115824.601 | 1 | 1 | 64528.222 | 1 | 1 | 1 | 3067.6028 | 0 |  | 60057.4596 | 88
7716 | 1213.547 | 97034.099 | 1 | 1 | 55158.123 | 1 | 1 | 1 | 18527.6262 | 0 |  | 59447.9569 | 81
7717 | 6200.166 | 53584.484 | 1 | 1 | 37956.611 | 1 | 1 | 1 | 2696.1008 | 0 |  | 56995.123 | 68
7718 | 1762.222 | 76452.345 | 1 | 1 | 42711.832 | 1 | 1 | 1 | 20108.0097 | 0 |  | 56544.3804 | 68
7719 | 1032.624 | 111929.207 | 1 | 1 | 41811.318 | 1 | 1 | 1 | 2509.103 | 0 |  | 57484.942 | 71
7720 | 1032.624 | 94066.072 | 1 | 1 | 43094.932 | 1 | 1 | 1 |  | #REF! |  | 57484.8426 | 79
7721 | 1032.624 | 82382.92 | 1 | 1 | 47356.278 | 1 | 1 | 1 |  | #REF! |  | 58372.468 | 88
7722 | 1762.222 | 47003.785 | 1 | 1 | 51643.474 | 1 | 1 | 1 |  | #REF! |  | 58913.3979 | 111
7723 | 6139.858 | 29968.126 | 1 | 1 | 46872.565 | 1 | 1 | 1 |  | #REF! |  | 60363.9958 | 143
7724 | 7599.07 | 31408.36 | 1 | 1 | 47722.499 | 1 | 1 | 1 |  | #REF! |  | 59478.0621 | 148
7725 | 1762.222 | 17513.789 | 1 | 1 | 60417.305 | 1 | 1 | 1 |  | #REF! |  | 59277.2391 | 145
7726 | 1762.222 | 17163.77 | 1 | 1 | 2984.214 | 1 | 1 | 1 |  | #REF! |  | 58416.5837 | 148
7727 | 1762.222 | 16853.372 | 1 | 1 | 1687.615 | 1 | 1 | 1 |  | #REF! |  | 58291.5778 | 149
7728 | 1032.624 | 17026.669 | 1 | 1 | 1763.978 | 1 | 1 | 1 |  | #REF! |  | 58457.3924 | 144
7729 | 1032.624 | 17204.704 | 1 | 1 | 6046.443 | 1 | 1 | 1 |  | #REF! |  | 58074.7802 | 138
7730 | 1032.624 | 17355.633 | 1 | 1 | 14743.824 | 1 | 1 | 1 |  | #REF! |  | 56697.2863 | 130
7731 | 1032.624 | 17592.838 | 1 | 1 | 23411.917 | 1 | 1 | 1 |  | #REF! |  | 56183.9167 | 129
7732 | 1032.624 | 17722.424 | 1 | 1 | 29424.306 | 1 | 1 | 1 |  | #REF! |  | 55580.2484 | 125
7733 | 1032.624 | 17849.936 | 1 | 1 | 35096.202 | 1 | 1 | 1 |  | #REF! |  | 55295.512 | 120
7734 | 1762.222 | 17945.945 | 1 | 1 | 40336.907 | 1 | 1 | 1 |  | #REF! |  | 55455.9532 | 122
7735 | 6139.858 | 18195.078 | 1 | 1 | 120577.948 | 1 | 1 | 1 |  | #REF! |  | 55410.722 | 123
7736 | 1762.222 | 51434.336 | 1 | 1 | 122194.855 | 1 | 1 | 1 |  | #REF! |  | 55578.9863 | 133
7737 | 1032.624 | 80926.907 | 1 | 1 | 110996.819 | 1 | 1 | 1 |  | #REF! |  | 54933.8165 | 124
7738 | 1153.24 | 98848.759 | 1 | 1 | 97362.734 | 1 | 1 | 1 |  | #REF! |  | 55150.1114 | 110
7739 | 1213.547 | 116432.8 | 1 | 1 | 86360.082 | 1 | 1 | 1 | 13956.8795 | 0 |  | 54604.2572 | 100
7740 | 1213.547 | 97742.987 | 1 | 1 | 77209.033 | 1 | 1 | 1 | 26615.9702 | 0 |  | 54523.4187 | 84
7741 | 6200.166 | 54433.417 | 1 | 1 | 61212.873 | 1 | 1 | 1 | 2211.3671 | 0 |  | 54639.0813 | 79
7742 | 1762.222 | 77480.642 | 1 | 1 | 65581.965 | 1 | 1 | 1 | 18848.1104 | 0 |  | 55212.6498 | 75
7743 | 1032.624 | 113154.158 | 1 | 1 | 64135.864 | 1 | 1 | 1 |  | #REF! |  | 55615.0465 | 68
7744 | 1032.624 | 95284.514 | 1 | 1 | 65172.331 | 1 | 1 | 1 |  | #REF! |  | 55221.5401 | 86
7745 | 1032.624 | 83655.518 | 1 | 1 | 69645.424 | 1 | 1 | 1 |  | #REF! |  | 54690.9506 | 95
7746 | 1762.222 | 48218.385 | 1 | 1 | 73884.039 | 1 | 1 | 1 |  | #REF! |  | 55170.1305 | 123
7747 | 6139.858 | 30740.158 | 1 | 1 | 66767.34 | 1 | 1 | 1 |  | #REF! |  | 58138.9639 | 143
7748 | 7599.07 | 32066.123 | 1 | 1 | 64703.094 | 1 | 1 | 1 |  | #REF! |  | 57781.4812 | 152
7749 | 1762.222 | 17978.273 | 1 | 1 | 74351.044 | 1 | 1 | 1 |  | #REF! |  | 57444.7241 | 151
7750 | 1762.222 | 17625.377 | 1 | 1 | 3073.537 | 1 | 1 | 1 |  | #REF! |  | 56778.4235 | 149
7751 | 1762.222 | 17261.675 | 1 | 1 | 2513.188 | 1 | 1 | 1 |  | #REF! |  | 57084.7012 | 142
7752 | 1032.624 | 17375.951 | 1 | 1 | 7670.311 | 1 | 1 | 1 |  | #REF! |  | 58111.1866 | 134
7753 | 1032.624 | 17391.596 | 1 | 1 | 11074.845 | 1 | 1 | 1 |  | #REF! |  | 57342.7457 | 121
7754 | 1032.624 | 17331.166 | 1 | 1 | 14452.604 | 1 | 1 | 1 |  | #REF! |  | 54944.4392 | 116
7755 | 1032.624 | 17329.082 | 1 | 1 | 17344.694 | 1 | 1 | 1 |  | #REF! |  | 53897.891 | 115
7756 | 1032.624 | 17351.277 | 1 | 1 | 20670.128 | 1 | 1 | 1 |  | #REF! |  | 55092.6218 | 111
7757 | 1032.624 | 17374.071 | 1 | 1 | 23774.995 | 1 | 1 | 1 |  | #REF! |  | 55088.1177 | 108
7758 | 1762.222 | 17383.098 | 1 | 1 | 27268.707 | 1 | 1 | 1 |  | #REF! |  | 55880.3783 | 116
7759 | 6139.858 | 17486.743 | 1 | 1 | 105533.836 | 1 | 1 | 1 |  | #REF! |  | 58333.2053 | 131
7760 | 1762.222 | 50604.724 | 1 | 1 | 106714.535 | 1 | 1 | 1 |  | #REF! |  | 60660.2788 | 136
7761 | 1032.624 | 79797.41 | 1 | 1 | 93827.395 | 1 | 1 | 1 |  | #REF! |  | 63917.8346 | 118
7762 | 1153.24 | 97285.778 | 1 | 1 | 77938.204 | 1 | 1 | 1 |  | #REF! |  | 68855.306 | 92
7763 | 1213.547 | 114650.773 | 1 | 1 | 65216.727 | 1 | 1 | 1 |  | #REF! |  | 69513.5102 | 83
7764 | 1213.547 | 95872.715 | 1 | 1 | 54662.919 | 1 | 1 | 1 |  | #REF! |  | 68944.5347 | 74
7765 | 6200.166 | 52525.959 | 1 | 1 | 37197.922 | 1 | 1 | 1 |  | #REF! |  | 65281.8906 | 58
7766 | 1762.222 | 75477.957 | 1 | 1 | 41800.188 | 1 | 1 | 1 |  | #REF! |  | 64916.594 | 63
7767 | 1032.624 | 111025.986 | 1 | 1 | 40349.407 | 1 | 1 | 1 |  | #REF! |  | 68439.9688 | 66
7768 | 1032.624 | 93307.64 | 1 | 1 | 42504.248 | 1 | 1 | 1 |  | #REF! |  | 68393.0998 | 74
7769 | 1032.624 | 81769.891 | 1 | 1 | 47620.34 | 1 | 1 | 1 |  | #REF! |  | 68658.1287 | 88
7770 | 1762.222 | 46548.225 | 1 | 1 | 52774.075 | 1 | 1 | 1 |  | #REF! |  | 69578.9705 | 105
7771 | 6139.858 | 29751.779 | 1 | 1 | 45240.302 | 1 | 1 | 1 |  | #REF! |  | 69421.0151 | 125
7772 | 7599.07 | 31064.158 | 1 | 1 | 42938.074 | 1 | 1 | 1 |  | #REF! |  | 66985.7925 | 132
7773 | 1762.222 | 17305.85 | 1 | 1 | 53500.73 | 1 | 1 | 1 |  | #REF! |  | 65638.4634 | 139
7774 | 1762.222 | 16885.212 | 1 | 1 | 2981.916 | 1 | 1 | 1 |  | #REF! |  | 63514.9997 | 145
7775 | 1762.222 | 16474.304 | 1 | 1 | 1667.166 | 1 | 1 | 1 |  | #REF! |  | 62500.0309 | 140
7776 | 1032.624 | 16501.888 | 1 | 1 | 1278.541 | 1 | 1 | 1 |  | #REF! |  | 62323.5633 | 137
7777 | 1032.624 | 16566.691 | 1 | 1 | 588.959 | 1 | 1 | 1 |  | #REF! |  | 61849.2021 | 125
7778 | 1032.624 | 16592.366 | 1 | 1 | 458.38 | 1 | 1 | 1 |  | #REF! |  | 58453.1539 | 116
7779 | 1032.624 | 16689.34 | 1 | 1 | 1063.675 | 1 | 1 | 1 |  | #REF! |  | 57728.7355 | 123
7780 | 1032.624 | 16732.98 | 1 | 1 | 2708.963 | 1 | 1 | 1 |  | #REF! |  | 57544.0072 | 112
7781 | 1032.624 | 16804.037 | 1 | 1 | 7486.554 | 1 | 1 | 1 |  | #REF! |  | 57833.7272 | 115
7782 | 1762.222 | 16844.074 | 1 | 1 | 12079.48 | 1 | 1 | 1 |  | #REF! |  | 58970.9115 | 118
7783 | 6139.858 | 17010.699 | 1 | 1 | 93080.576 | 1 | 1 | 1 |  | #REF! |  | 61726.593 | 125
7784 | 1762.222 | 49609.68 | 1 | 1 | 95158.593 | 1 | 1 | 1 |  | #REF! |  | 63647.9323 | 138
7785 | 1032.624 | 78773.966 | 1 | 1 | 84969.537 | 1 | 1 | 1 |  | #REF! |  | 66284.2578 | 120
7786 | 1153.24 | 96375.38 | 1 | 1 | 71921.157 | 1 | 1 | 1 |  | #REF! |  | 71678.3037 | 94
7787 | 1213.547 | 114529.377 | 1 | 1 | 69864.497 | 1 | 1 | 1 |  | #REF! |  | 71047.8262 | 79
7788 | 1213.547 | 95707.351 | 1 | 1 | 58334.15 | 1 | 1 | 1 |  | #REF! |  | 70037.0897 | 68
7789 | 6200.166 | 52794.568 | 1 | 1 | 46560.731 | 1 | 1 | 1 |  | #REF! |  | 65434.4467 | 62
7790 | 1762.222 | 75626.908 | 1 | 1 | 49123.219 | 1 | 1 | 1 |  | #REF! |  | 63602.7278 | 61
7791 | 1032.624 | 111659.714 | 1 | 1 | 53536.801 | 1 | 1 | 1 |  | #REF! |  | 66583.1302 | 61
7792 | 1032.624 | 93875.646 | 1 | 1 | 54154.254 | 1 | 1 | 1 |  | #REF! |  | 66602.2683 | 68
7793 | 1032.624 | 82136.102 | 1 | 1 | 55890.567 | 1 | 1 | 1 |  | #REF! |  | 67509.1017 | 75
7794 | 1762.222 | 46538.581 | 1 | 1 | 56316.044 | 1 | 1 | 1 |  | #REF! |  | 68223.4334 | 96
7795 | 6139.858 | 29871.119 | 1 | 1 | 50253.865 | 1 | 1 | 1 |  | #REF! |  | 69354.233 | 122
7796 | 7599.07 | 31219.891 | 1 | 1 | 48550.385 | 1 | 1 | 1 |  | #REF! |  | 67889.0375 | 135
7797 | 1762.222 | 17468.691 | 1 | 1 | 59752.719 | 1 | 1 | 1 |  | #REF! |  | 65799.0862 | 147
7798 | 1762.222 | 17079.707 | 1 | 1 | 2983.748 | 1 | 1 | 1 |  | #REF! |  | 63656.6714 | 152
7799 | 1762.222 | 16706.418 | 1 | 1 | 1674.77 | 1 | 1 | 1 |  | #REF! |  | 62564.9554 | 148
7800 | 1032.624 | 16811.368 | 1 | 1 | 1384.926 | 1 | 1 | 1 |  | #REF! |  | 62357.4758 | 136
7801 | 1032.624 | 16912.911 | 1 | 1 | 1370.094 | 1 | 1 | 1 |  | #REF! |  | 61516.3048 | 128
7802 | 1032.624 | 16960.369 | 1 | 1 | 4884.746 | 1 | 1 | 1 |  | #REF! |  | 57813.9684 | 120
7803 | 1032.624 | 17098.099 | 1 | 1 | 11712.999 | 1 | 1 | 1 |  | #REF! |  | 56944.1933 | 112
7804 | 1032.624 | 17188.571 | 1 | 1 | 16887.408 | 1 | 1 | 1 |  | #REF! |  | 56710.3478 | 109
7805 | 1032.624 | 17276.602 | 1 | 1 | 21611.244 | 1 | 1 | 1 |  | #REF! |  | 57129.2581 | 102
7806 | 1762.222 | 17333.909 | 1 | 1 | 26402.228 | 1 | 1 | 1 |  | #REF! |  | 58161.6761 | 103
7807 | 6139.858 | 17488.248 | 1 | 1 | 106128.077 | 1 | 1 | 1 |  | #REF! |  | 60911.3092 | 111
7808 | 1762.222 | 50382.358 | 1 | 1 | 108145.627 | 1 | 1 | 1 |  | #REF! |  | 62633.3804 | 130
7809 | 1032.624 | 79798.279 | 1 | 1 | 99768.234 | 1 | 1 | 1 |  | #REF! |  | 65752.3937 | 113
7810 | 1153.24 | 97547.937 | 1 | 1 | 87132.172 | 1 | 1 | 1 |  | #REF! |  | 71551.959 | 98
7811 | 1213.547 | 115076.575 | 1 | 1 | 76146.537 | 1 | 1 | 1 |  | #REF! |  | 71858.076 | 94
7812 | 1213.547 | 96648.964 | 1 | 1 | 70140.441 | 1 | 1 | 1 |  | #REF! |  | 70927.1417 | 90
7813 | 6200.166 | 53718.334 | 1 | 1 | 58872.388 | 1 | 1 | 1 |  | #REF! |  | 67058.9287 | 78
7814 | 1762.222 | 77138.362 | 1 | 1 | 68084.708 | 1 | 1 | 1 |  | #REF! |  | 65992.1281 | 70
7815 | 1032.624 | 112882.371 | 1 | 1 | 67613.974 | 1 | 1 | 1 |  | #REF! |  | 68237.3001 | 72
7816 | 1032.624 | 95031.948 | 1 | 1 | 68061.528 | 1 | 1 | 1 |  | #REF! |  | 67816.2046 | 73
7817 | 1032.624 | 83247.718 | 1 | 1 | 69693.014 | 1 | 1 | 1 |  | #REF! |  | 68426.6165 | 88
7818 | 1762.222 | 47621.098 | 1 | 1 | 70393.144 | 1 | 1 | 1 |  | #REF! |  | 68219.6661 | 90
7819 | 6139.858 | 30426.752 | 1 | 1 | 62628.501 | 1 | 1 | 1 |  | #REF! |  | 67746.341 | 128
7820 | 7599.07 | 31726.861 | 1 | 1 | 59798.96 | 1 | 1 | 1 |  | #REF! |  | 66129.4095 | 136
7821 | 1762.222 | 17731.74 | 1 | 1 | 69375.662 | 1 | 1 | 1 |  | #REF! |  | 63603.0341 | 148
7822 | 1762.222 | 17321.052 | 1 | 1 | 2995.847 | 1 | 1 | 1 |  | #REF! |  | 61901.3351 | 155
7823 | 1762.222 | 17051.58 | 1 | 1 | 1899.147 | 1 | 1 | 1 |  | #REF! |  | 62493.6791 | 152
7824 | 1032.624 | 17002.179 | 1 | 1 | 2037.592 | 1 | 1 | 1 |  | #REF! |  | 62160.6218 | 141
7825 | 1032.624 | 16889.234 | 1 | 1 | 3576.813 | 1 | 1 | 1 |  | #REF! |  | 61129.2458 | 126
7826 | 1032.624 | 16803.655 | 1 | 1 | 7505.577 | 1 | 1 | 1 |  | #REF! |  | 58028.5255 | 125
7827 | 1032.624 | 16815.212 | 1 | 1 | 11848.86 | 1 | 1 | 1 |  | #REF! |  | 57067.3182 | 119
7828 | 1032.624 | 16814.156 | 1 | 1 | 15422.289 | 1 | 1 | 1 |  | #REF! |  | 56415.7783 | 114
7829 | 1032.624 | 16818.462 | 1 | 1 | 18756.639 | 1 | 1 | 1 |  | #REF! |  | 56957.5972 | 118
7830 | 1762.222 | 16819.782 | 1 | 1 | 20798.189 | 1 | 1 | 1 |  | #REF! |  | 58001.8231 | 123
7831 | 6139.858 | 16924.578 | 1 | 1 | 96945.92 | 1 | 1 | 1 |  | #REF! |  | 59247.8347 | 138
7832 | 1762.222 | 31610.39 | 1 | 1 | 102053.455 | 1 | 1 | 1 |  | #REF! |  | 62039.2455 | 141
7833 | 1032.624 | 32291.52 | 1 | 1 | 97283.583 | 1 | 1 | 1 |  | #REF! |  | 65269.5142 | 129
7834 | 1153.24 | 32970.473 | 1 | 1 | 88601.421 | 1 | 1 | 1 |  | #REF! |  | 70152.6752 | 110
7835 | 1213.547 | 33304.966 | 1 | 1 | 75862.313 | 1 | 1 | 1 |  | #REF! |  | 70576.6038 | 103
7836 | 1213.547 | 32543.556 | 1 | 1 | 67103.059 | 1 | 1 | 1 |  | #REF! |  | 70346.8123 | 93
7837 | 6200.166 | 30543.085 | 1 | 1 | 50084.799 | 1 | 1 | 1 |  | #REF! |  | 66384.1014 | 83
7838 | 1762.222 | 30362.061 | 1 | 1 | 55821.784 | 1 | 1 | 1 |  | #REF! |  | 65680.7755 | 75
7839 | 1032.624 | 31109.58 | 1 | 1 | 55252.129 | 1 | 1 | 1 |  | #REF! |  | 68428.6448 | 83
7840 | 1032.624 | 30811.55 | 1 | 1 | 55437.67 | 1 | 1 | 1 |  | #REF! |  | 68604.0218 | 87
7841 | 1032.624 | 30521.824 | 1 | 1 | 57247.538 | 1 | 1 | 1 |  | #REF! |  | 69072.9892 | 96
7842 | 1762.222 | 29960.748 | 1 | 1 | 59145.875 | 1 | 1 | 1 |  | #REF! |  | 69516.9142 | 112
7843 | 6139.858 | 30014.4 | 1 | 1 | 53279.262 | 1 | 1 | 1 |  | #REF! |  | 70048.3472 | 133
7844 | 7599.07 | 31177.819 | 1 | 1 | 46386.529 | 1 | 1 | 1 |  | #REF! |  | 68119.1575 | 157
7845 | 1762.222 | 17373.002 | 1 | 1 | 55042.469 | 1 | 1 | 1 |  | #REF! |  | 66388.171 | 167
7846 | 1762.222 | 16923.63 | 1 | 1 | 2445.598 | 1 | 1 | 1 |  | #REF! |  | 63765.1965 | 169
7847 | 1762.222 | 16474.987 | 1 | 1 | 1995.041 | 1 | 1 | 1 |  | #REF! |  | 63741.3336 | 165
7848 | 1032.624 | 16490.214 | 1 | 1 | 1210.439 | 1 | 1 | 1 |  | #REF! |  | 63443.4802 | 152
7849 | 1032.624 | 16777.017 | 1 | 1 | 956.963 | 1 | 1 | 1 |  | #REF! |  | 63961.9578 | 131
7850 | 1032.624 | 16554.596 | 1 | 1 | 770.449 | 1 | 1 | 1 |  | #REF! |  | 60852.3877 | 124
7851 | 1032.624 | 16493.808 | 1 | 1 | 894.349 | 1 | 1 | 1 |  | #REF! |  | 58913.17 | 119
7852 | 1032.624 | 16465.862 | 1 | 1 | 1248.823 | 1 | 1 | 1 |  | #REF! |  | 59690.1651 | 114
7853 | 1032.624 | 16410.816 | 1 | 1 | 1722.942 | 1 | 1 | 1 |  | #REF! |  | 59875.1489 | 109
7854 | 1762.222 | 16442.735 | 1 | 1 | 3490.441 | 1 | 1 | 1 |  | #REF! |  | 61011.6523 | 115
7855 | 6139.858 | 16519.725 | 1 | 1 | 79935.989 | 1 | 1 | 1 |  | #REF! |  | 61993.5121 | 127
7856 | 1762.222 | 16852.817 | 1 | 1 | 85227.441 | 1 | 1 | 1 |  | #REF! |  | 63426.793 | 145
7857 | 1032.624 | 17892.104 | 1 | 1 | 85156.885 | 1 | 1 | 1 |  | #REF! |  | 66266.1779 | 130
7858 | 1153.24 | 18830.588 | 1 | 1 | 80854.461 | 1 | 1 | 1 |  | #REF! |  | 70855.3936 | 116
7859 | 1213.547 | 19648.93 | 1 | 1 | 77879.861 | 1 | 1 | 1 |  | #REF! |  | 71913.399 | 109
7860 | 1213.547 | 19223.9 | 1 | 1 | 74109.06 | 1 | 1 | 1 |  | #REF! |  | 70967.3493 | 99
7861 | 6200.166 | 17422.562 | 1 | 1 | 59060.957 | 1 | 1 | 1 |  | #REF! |  | 67724.0785 | 88
7862 | 1762.222 | 17009.497 | 1 | 1 | 54561.07 | 1 | 1 | 1 |  | #REF! |  | 66001.8278 | 104
7863 | 1032.624 | 17638.239 | 1 | 1 | 48593.029 | 1 | 1 | 1 |  | #REF! |  | 68903.2675 | 92
7864 | 1032.624 | 17197.964 | 1 | 1 | 43937.827 | 1 | 1 | 1 |  | #REF! |  | 68444.5221 | 86
7865 | 1032.624 | 16893.217 | 1 | 1 | 43542.53 | 1 | 1 | 1 |  | #REF! |  | 69669.0109 | 102
7866 | 1762.222 | 16309.155 | 1 | 1 | 46002.43 | 1 | 1 | 1 |  | #REF! |  | 70002.7148 | 122
7867 | 6139.858 | 16325.358 | 1 | 1 | 39579.084 | 1 | 1 | 1 |  | #REF! |  | 69749.2587 | 138
7868 | 7599.07 | 17681.504 | 1 | 1 | 38845.141 | 1 | 1 | 1 |  | #REF! |  | 67119.0517 | 149
7869 | 1762.222 | 17201.731 | 1 | 1 | 48673.713 | 1 | 1 | 1 |  | #REF! |  | 65275.2886 | 156
7870 | 1762.222 | 16831.476 | 1 | 1 | 2323.478 | 1 | 1 | 1 |  | #REF! |  | 63538.459 | 161
7871 | 1762.222 | 16440.588 | 1 | 1 | 2137.514 | 1 | 1 | 1 |  | #REF! |  | 62246.3149 | 162
7872 | 1032.624 | 16497.709 | 1 | 1 | 1207.723 | 1 | 1 | 1 |  | #REF! |  | 62812.6022 | 157
7873 | 1032.624 | 17677.621 | 1 | 1 | 591.841 | 1 | 1 | 1 |  | #REF! |  | 61388.759 | 151
7874 | 1032.624 | 17730.164 | 1 | 1 | 637.639 | 1 | 1 | 1 |  | #REF! |  | 58712.5095 | 147
7875 | 1032.624 | 17878.177 | 1 | 1 | 2845.47 | 1 | 1 | 1 |  | #REF! |  | 57989.0484 | 141
7876 | 1032.624 | 17938.699 | 1 | 1 | 8713.355 | 1 | 1 | 1 |  | #REF! |  | 58198.0854 | 129
7877 | 1032.624 | 18024.501 | 1 | 1 | 14557.179 | 1 | 1 | 1 |  | #REF! |  | 58849.0517 | 128
7878 | 1762.222 | 18063.153 | 1 | 1 | 19810.089 | 1 | 1 | 1 |  | #REF! |  | 59507.4016 | 127
7879 | 6139.858 | 18242.642 | 1 | 1 | 100328.304 | 1 | 1 | 1 |  | #REF! |  | 59987.3969 | 127
7880 | 1762.222 | 51110.81 | 1 | 1 | 103470.807 | 1 | 1 | 1 |  | #REF! |  | 58772.6304 | 130
7881 | 1032.624 | 80997.796 | 1 | 1 | 97016.118 | 1 | 1 | 1 |  | #REF! |  | 59361.9011 | 125
7882 | 1153.24 | 99285.73 | 1 | 1 | 87182.946 | 1 | 1 | 1 |  | #REF! |  | 60656.3764 | 106
7883 | 1213.547 | 117039.771 | 1 | 1 | 78557.178 | 1 | 1 | 1 |  | #REF! |  | 60977.9623 | 95
7884 | 1213.547 | 98424.027 | 1 | 1 | 70630.664 | 1 | 1 | 1 |  | #REF! |  | 61223.1891 | 84
7885 | 6200.166 | 55186.675 | 1 | 1 | 57818.207 | 1 | 1 | 1 |  | #REF! |  | 58661.0794 | 70
7886 | 1762.222 | 78152.652 | 1 | 1 | 61775.088 | 1 | 1 | 1 |  | #REF! |  | 57509.2259 | 69
7887 | 1032.624 | 113674.284 | 1 | 1 | 60606.901 | 1 | 1 | 1 |  | #REF! |  | 58952.7637 | 75
7888 | 1032.624 | 95641.347 | 1 | 1 | 60433.011 | 1 | 1 | 1 |  | #REF! |  | 59084.7212 | 93
7889 | 1032.624 | 83783.924 | 1 | 1 | 62811.971 | 1 | 1 | 1 |  | #REF! |  | 59383.2298 | 110
7890 | 1762.222 | 48103.923 | 1 | 1 | 64086.455 | 1 | 1 | 1 |  | #REF! |  | 58904.6412 | 130
7891 | 6139.858 | 30514.483 | 1 | 1 | 59122.767 | 1 | 1 | 1 |  | #REF! |  | 60045.7446 | 145
7892 | 7599.07 | 31893.491 | 1 | 1 | 58545.795 | 1 | 1 | 1 |  | #REF! |  | 59021.0234 | 145
7893 | 1762.222 | 17799.963 | 1 | 1 | 70503.421 | 1 | 1 | 1 |  | #REF! |  | 58154.132 | 152
7894 | 1762.222 | 17532.378 | 1 | 1 | 3039.892 | 1 | 1 | 1 |  | #REF! |  | 57255.3044 | 146
7895 | 1762.222 | 17228.809 | 1 | 1 | 2368.759 | 1 | 1 | 1 |  | #REF! |  | 57131.5648 | 145
7896 | 1032.624 | 17390.67 | 1 | 1 | 8550.186 | 1 | 1 | 1 |  | #REF! |  | 58292.3236 | 136
7897 | 1032.624 | 17534.209 | 1 | 1 | 14946.905 | 1 | 1 | 1 |  | #REF! |  | 57764.5049 | 125
7898 | 1032.624 | 17625.277 | 1 | 1 | 21871.133 | 1 | 1 | 1 |  | #REF! |  | 55327.1747 | 118
7899 | 1032.624 | 17746.471 | 1 | 1 | 27609.958 | 1 | 1 | 1 |  | #REF! |  | 53605.4783 | 114
7900 | 1032.624 | 17833.352 | 1 | 1 | 32330.182 | 1 | 1 | 1 |  | #REF! |  | 53832.2396 | 112
7901 | 1032.624 | 17934.504 | 1 | 1 | 36771.982 | 1 | 1 | 1 |  | #REF! |  | 54027.7361 | 104
7902 | 1762.222 | 18002.02 | 1 | 1 | 40930.569 | 1 | 1 | 1 |  | #REF! |  | 54428.9796 | 106
7903 | 6139.858 | 18236.464 | 1 | 1 | 119887.778 | 1 | 1 | 1 |  | #REF! |  | 54251.7128 | 109
7904 | 1762.222 | 51448.785 | 1 | 1 | 121615.351 | 1 | 1 | 1 |  | #REF! |  | 53647.0863 | 109
7905 | 1032.624 | 80952.863 | 1 | 1 | 108453.616 | 1 | 1 | 1 |  | #REF! |  | 53205.0353 | 117
7906 | 1153.24 | 98681.534 | 1 | 1 | 91570.919 | 1 | 1 | 1 |  | #REF! |  | 53325.3354 | 116
7907 | 1213.547 | 116031.021 | 1 | 1 | 77659.029 | 1 | 1 | 1 |  | #REF! |  | 53571.3231 | 94
7908 | 1213.547 | 97177.011 | 1 | 1 | 66172.006 | 1 | 1 | 1 |  | #REF! |  | 53982.6844 | 82
7909 | 6200.166 | 53723.483 | 1 | 1 | 47961.737 | 1 | 1 | 1 |  | #REF! |  | 53460.534 | 77
7910 | 1762.222 | 76630.525 | 1 | 1 | 51218.729 | 1 | 1 | 1 |  | #REF! |  | 53619.415 | 68
7911 | 1032.624 | 112167.537 | 1 | 1 | 49438.108 | 1 | 1 | 1 |  | #REF! |  | 53762.2901 | 67
7912 | 1032.624 | 94401.938 | 1 | 1 | 51455.802 | 1 | 1 | 1 |  | #REF! |  | 53204.9978 | 70
7913 | 1032.624 | 82916.987 | 1 | 1 | 57722.849 | 1 | 1 | 1 |  | #REF! |  | 54623.2816 | 82
7914 | 1762.222 | 47681.757 | 1 | 1 | 64230.305 | 1 | 1 | 1 |  | #REF! |  | 54648.7924 | 104
7915 | 6139.858 | 30433.97 | 1 | 1 | 58790.07 | 1 | 1 | 1 |  | #REF! |  | 56744.4514 | 126
7916 | 7599.07 | 31838.766 | 1 | 1 | 58654.249 | 1 | 1 | 1 |  | #REF! |  | 56939.6005 | 133
7917 | 1762.222 | 17811.806 | 1 | 1 | 70465.172 | 1 | 1 | 1 |  | #REF! |  | 56770.9366 | 135
7918 | 1762.222 | 17530.21 | 1 | 1 | 3041.009 | 1 | 1 | 1 |  | #REF! |  | 55025.52 | 140
7919 | 1762.222 | 17218.327 | 1 | 1 | 2280.001 | 1 | 1 | 1 |  | #REF! |  | 55765.4906 | 137
7920 | 1032.624 | 17371.405 | 1 | 1 | 7864.211 | 1 | 1 | 1 |  | #REF! |  | 56824.4537 | 130
7921 | 1032.624 | 17545.867 | 1 | 1 | 14960.467 | 1 | 1 | 1 |  | #REF! |  | 56482.5343 | 121
7922 | 1032.624 | 17681.729 | 1 | 1 | 22753.923 | 1 | 1 | 1 |  | #REF! |  | 54072.7991 | 115
7923 | 1032.624 | 17851.939 | 1 | 1 | 29707.463 | 1 | 1 | 1 |  | #REF! |  | 53657.3738 | 114
7924 | 1032.624 | 17924.181 | 1 | 1 | 34368.968 | 1 | 1 | 1 |  | #REF! |  | 53843.476 | 113
7925 | 1032.624 | 18019.072 | 1 | 1 | 39158.372 | 1 | 1 | 1 |  | #REF! |  | 54888.2467 | 114
7926 | 1762.222 | 18124.451 | 1 | 1 | 44057.127 | 1 | 1 | 1 |  | #REF! |  | 56559.2513 | 117
7927 | 6139.858 | 18344.582 | 1 | 1 | 123196.534 | 1 | 1 | 1 |  | #REF! |  | 58698.6159 | 126
7928 | 1762.222 | 51544.801 | 1 | 1 | 124767.191 | 1 | 1 | 1 |  | #REF! |  | 61772.9644 | 142
7929 | 1032.624 | 81191.463 | 1 | 1 | 116044.78 | 1 | 1 | 1 |  | #REF! |  | 66743.1995 | 123
7930 | 1153.24 | 99208.105 | 1 | 1 | 103572.195 | 1 | 1 | 1 |  | #REF! |  | 71112.7855 | 97
7931 | 1213.547 | 116797.716 | 1 | 1 | 91294.13 | 1 | 1 | 1 |  | #REF! |  | 71295.4815 | 84
7932 | 1213.547 | 97934.913 | 1 | 1 | 79285.912 | 1 | 1 | 1 |  | #REF! |  | 69707.9115 | 72
7933 | 6200.166 | 54616.005 | 1 | 1 | 63844.559 | 1 | 1 | 1 |  | #REF! |  | 65986.2496 | 65
7934 | 1762.222 | 77723.357 | 1 | 1 | 69504.498 | 1 | 1 | 1 |  | #REF! |  | 64352.0599 | 60
7935 | 1032.624 | 113413.839 | 1 | 1 | 68269.28 | 1 | 1 | 1 |  | #REF! |  | 67171.173 | 65
7936 | 1032.624 | 95489.415 | 1 | 1 | 68236.035 | 1 | 1 | 1 |  | #REF! |  | 66764.0289 | 66
7937 | 1032.624 | 83793.241 | 1 | 1 | 71591.513 | 1 | 1 | 1 |  | #REF! |  | 67841.1919 | 73
7938 | 1762.222 | 48341.264 | 1 | 1 | 75649.039 | 1 | 1 | 1 |  | #REF! |  | 68490.1617 | 88
7939 | 6139.858 | 30844.296 | 1 | 1 | 68754.327 | 1 | 1 | 1 |  | #REF! |  | 68815.0843 | 111
7940 | 7599.07 | 32240.63 | 1 | 1 | 67289.25 | 1 | 1 | 1 |  | #REF! |  | 66788.8477 | 125
7941 | 1762.222 | 18114.394 | 1 | 1 | 77700.733 | 1 | 1 | 1 |  | #REF! |  | 64777.7487 | 133
7942 | 1762.222 | 17758.736 | 1 | 1 | 3373.842 | 1 | 1 | 1 |  | #REF! |  | 62751.4905 | 143
7943 | 1762.222 | 17411.245 | 1 | 1 | 4275.878 | 1 | 1 | 1 |  | #REF! |  | 61285.4099 | 138
7944 | 1032.624 | 17532.499 | 1 | 1 | 11691.757 | 1 | 1 | 1 |  | #REF! |  | 61050.1969 | 125
7945 | 1032.624 | 17601.523 | 1 | 1 | 16329.132 | 1 | 1 | 1 |  | #REF! |  | 61070.7801 | 118
7946 | 1032.624 | 17599.125 | 1 | 1 | 20873.696 | 1 | 1 | 1 |  | #REF! |  | 57022.0926 | 114
7947 | 1032.624 | 17653.037 | 1 | 1 | 25052.088 | 1 | 1 | 1 |  | #REF! |  | 56387.2671 | 106
7948 | 1032.624 | 17679.411 | 1 | 1 | 28473.311 | 1 | 1 | 1 |  | #REF! |  | 56315.7274 | 104
7949 | 1032.624 | 17724.928 | 1 | 1 | 32091.697 | 1 | 1 | 1 |  | #REF! |  | 56823.1066 | 102
7950 | 1762.222 | 17733.306 | 1 | 1 | 35564.772 | 1 | 1 | 1 |  | #REF! |  | 58120.9926 | 109
7951 | 6139.858 | 17857.653 | 1 | 1 | 113739.199 | 1 | 1 | 1 |  | #REF! |  | 60713.3569 | 115
7952 | 1762.222 | 51107.438 | 1 | 1 | 115149.492 | 1 | 1 | 1 |  | #REF! |  | 63459.5945 | 133
7953 | 1032.624 | 80703.137 | 1 | 1 | 107193.464 | 1 | 1 | 1 |  | #REF! |  | 65791.8774 | 119
7954 | 1153.24 | 98661.515 | 1 | 1 | 94976.264 | 1 | 1 | 1 |  | #REF! |  | 70512.3482 | 99
7955 | 1213.547 | 116012.811 | 1 | 1 | 81820.317 | 1 | 1 | 1 |  | #REF! |  | 71053.1712 | 85
7956 | 1213.547 | 97073.733 | 1 | 1 | 68661.273 | 1 | 1 | 1 |  | #REF! |  | 70589.9025 | 73
7957 | 6200.166 | 53695.863 | 1 | 1 | 51811.074 | 1 | 1 | 1 |  | #REF! |  | 66816.3407 | 67
7958 | 1762.222 | 76574.376 | 1 | 1 | 53543.929 | 1 | 1 | 1 |  | #REF! |  | 64945.288 | 67
7959 | 1032.624 | 112049.605 | 1 | 1 | 50596.278 | 1 | 1 | 1 |  | #REF! |  | 67161.8955 | 61
7960 | 1032.624 | 94088.552 | 1 | 1 | 49812.022 | 1 | 1 | 1 |  | #REF! |  | 67051.4658 | 57
7961 | 1032.624 | 82533.434 | 1 | 1 | 55008.542 | 1 | 1 | 1 |  | #REF! |  | 67162.1727 | 71
7962 | 1762.222 | 47198.997 | 1 | 1 | 59715.516 | 1 | 1 | 1 |  | #REF! |  | 67679.6273 | 87
7963 | 6139.858 | 30157.538 | 1 | 1 | 53206.034 | 1 | 1 | 1 |  | #REF! |  | 68646.0156 | 105
7964 | 7599.07 | 31488.584 | 1 | 1 | 51385.606 | 1 | 1 | 1 |  | #REF! |  | 66431.5668 | 124
7965 | 1762.222 | 17559.058 | 1 | 1 | 61753.304 | 1 | 1 | 1 |  | #REF! |  | 64865.1961 | 128
7966 | 1762.222 | 17173.378 | 1 | 1 | 2985.597 | 1 | 1 | 1 |  | #REF! |  | 62334.4764 | 134
7967 | 1762.222 | 16800.146 | 1 | 1 | 1681.91 | 1 | 1 | 1 |  | #REF! |  | 62118.5596 | 130
7968 | 1032.624 | 16890.253 | 1 | 1 | 1408.683 | 1 | 1 | 1 |  | #REF! |  | 61389.5515 | 123
7969 | 1032.624 | 17006.809 | 1 | 1 | 1716.067 | 1 | 1 | 1 |  | #REF! |  | 60965.1938 | 110
7970 | 1032.624 | 17030.899 | 1 | 1 | 5465.098 | 1 | 1 | 1 |  | #REF! |  | 57816.6304 | 103
7971 | 1032.624 | 17175.766 | 1 | 1 | 12056.404 | 1 | 1 | 1 |  | #REF! |  | 57536.4719 | 97
7972 | 1032.624 | 17271.552 | 1 | 1 | 17379.249 | 1 | 1 | 1 |  | #REF! |  | 57547.583 | 86
7973 | 1032.624 | 17341.91 | 1 | 1 | 21821.812 | 1 | 1 | 1 |  | #REF! |  | 57027.4879 | 83
7974 | 1762.222 | 17396.725 | 1 | 1 | 26589.075 | 1 | 1 | 1 |  | #REF! |  | 58144.8481 | 89
7975 | 6139.858 | 17546.355 | 1 | 1 | 106088.561 | 1 | 1 | 1 |  | #REF! |  | 60226.1899 | 96
7976 | 1762.222 | 50582.58 | 1 | 1 | 108254.85 | 1 | 1 | 1 |  | #REF! |  | 63056.2723 | 118
7977 | 1032.624 | 79865.575 | 1 | 1 | 97321.949 | 1 | 1 | 1 |  | #REF! |  | 66203.6146 | 106
7978 | 1153.24 | 97515.229 | 1 | 1 | 83311.232 | 1 | 1 | 1 |  | #REF! |  | 68987.3112 | 79
7979 | 1213.547 | 114954.397 | 1 | 1 | 71308.883 | 1 | 1 | 1 |  | #REF! |  | 68673.9616 | 73
7980 | 1213.547 | 96260.771 | 1 | 1 | 61202.715 | 1 | 1 | 1 |  | #REF! |  | 67380.6226 | 60
7981 | 6200.166 | 53018.5 | 1 | 1 | 45409.27 | 1 | 1 | 1 |  | #REF! |  | 64027.4381 | 58
7982 | 1762.222 | 76048.323 | 1 | 1 | 50479.704 | 1 | 1 | 1 |  | #REF! |  | 63815.661 | 54
7983 | 1032.624 | 111699.656 | 1 | 1 | 50108.898 | 1 | 1 | 1 |  | #REF! |  | 66914.2967 | 63
7984 | 1032.624 | 93952.489 | 1 | 1 | 51530.911 | 1 | 1 | 1 |  | #REF! |  | 67474.2786 | 71
7985 | 1032.624 | 82346.505 | 1 | 1 | 55544.297 | 1 | 1 | 1 |  | #REF! |  | 68401.2418 | 82
7986 | 1762.222 | 47030.403 | 1 | 1 | 59985.568 | 1 | 1 | 1 |  | #REF! |  | 69014.1934 | 102
7987 | 6139.858 | 30068.929 | 1 | 1 | 52835.963 | 1 | 1 | 1 |  | #REF! |  | 68907.3589 | 124
7988 | 7599.07 | 31404.988 | 1 | 1 | 51028.239 | 1 | 1 | 1 |  | #REF! |  | 66507.5832 | 134
7989 | 1762.222 | 17526.369 | 1 | 1 | 61293.717 | 1 | 1 | 1 |  | #REF! |  | 64173.8275 | 141
7990 | 1762.222 | 17106.929 | 1 | 1 | 2984.154 | 1 | 1 | 1 |  | #REF! |  | 62493.0862 | 148
7991 | 1762.222 | 16703.509 | 1 | 1 | 1678.105 | 1 | 1 | 1 |  | #REF! |  | 61517.1761 | 145
7992 | 1032.624 | 16787.743 | 1 | 1 | 1355.752 | 1 | 1 | 1 |  | #REF! |  | 61467.7054 | 141
7993 | 1032.624 | 16731.711 | 1 | 1 | 962.643 | 1 | 1 | 1 |  | #REF! |  | 61418.0185 | 129
7994 | 1032.624 | 16686.071 | 1 | 1 | 2162.818 | 1 | 1 | 1 |  | #REF! |  | 57765.8624 | 120
7995 | 1032.624 | 16688.514 | 1 | 1 | 4783.717 | 1 | 1 | 1 |  | #REF! |  | 57192.7109 | 121
7996 | 1032.624 | 16682.355 | 1 | 1 | 8525.913 | 1 | 1 | 1 |  | #REF! |  | 56995.8009 | 114
7997 | 1032.624 | 16691.917 | 1 | 1 | 12581.285 | 1 | 1 | 1 |  | #REF! |  | 57415.2726 | 111
7998 | 1762.222 | 16694.262 | 1 | 1 | 15004.218 | 1 | 1 | 1 |  | #REF! |  | 58363.9217 | 118
7999 | 6139.858 | 16795.498 | 1 | 1 | 91684.533 | 1 | 1 | 1 |  | #REF! |  | 61243.6348 | 125
8000 | 1762.222 | 31355.659 | 1 | 1 | 96483.495 | 1 | 1 | 1 |  | #REF! |  | 63988.1958 | 143
8001 | 1032.624 | 31874.255 | 1 | 1 | 88307.223 | 1 | 1 | 1 |  | #REF! |  | 66265.7512 | 131
8002 | 1153.24 | 32324.443 | 1 | 1 | 74536.675 | 1 | 1 | 1 |  | #REF! |  | 71500.3318 | 101
8003 | 1213.547 | 32585.255 | 1 | 1 | 60118.342 | 1 | 1 | 1 |  | #REF! |  | 71170.3028 | 103
8004 | 1213.547 | 31764.425 | 1 | 1 | 49340.127 | 1 | 1 | 1 | 797.7981 | 0 |  | 70044.6759 | 94
8005 | 6200.166 | 29720.981 | 1 | 1 | 30443.92 | 1 | 1 | 1 |  | #REF! |  | 65887.1849 | 85
8006 | 1762.222 | 29479.157 | 1 | 1 | 34748.972 | 1 | 1 | 1 | 103.3273 | 0 |  | 64939.8555 | 82
8007 | 1032.624 | 30240.393 | 1 | 1 | 33896.851 | 1 | 1 | 1 |  | #REF! |  | 67779.02 | 85
8008 | 1032.624 | 29998.026 | 1 | 1 | 35905.378 | 1 | 1 | 1 |  | #REF! |  | 66900.1017 | 98
8009 | 1032.624 | 29857.388 | 1 | 1 | 42211.606 | 1 | 1 | 1 |  | #REF! |  | 68887.6318 | 113
8010 | 1762.222 | 29398.278 | 1 | 1 | 46454.068 | 1 | 1 | 1 |  | #REF! |  | 70141.878 | 141
8011 | 6139.858 | 29402.966 | 1 | 1 | 39383.472 | 1 | 1 | 1 |  | #REF! |  | 70514.7605 | 167
8012 | 7599.07 | 30746.179 | 1 | 1 | 36345.296 | 1 | 1 | 1 |  | #REF! |  | 69016.8519 | 166
8013 | 1762.222 | 17127.996 | 1 | 1 | 46038.13 | 1 | 1 | 1 |  | #REF! |  | 66716.1004 | 187
8014 | 1762.222 | 16717.501 | 1 | 1 | 2443.358 | 1 | 1 | 1 |  | #REF! |  | 64525.7446 | 185
8015 | 1762.222 | 16322.226 | 1 | 1 | 1993.41 | 1 | 1 | 1 |  | #REF! |  | 63326.7462 | 185
8016 | 1032.624 | 16354.477 | 1 | 1 | 1207.832 | 1 | 1 | 1 |  | #REF! |  | 62952.7229 | 170
8017 | 1032.624 | 16388.285 | 1 | 1 | 716.86 | 1 | 1 | 1 |  | #REF! |  | 63128.5704 | 147
8018 | 1032.624 | 16364.867 | 1 | 1 | 548.12 | 1 | 1 | 1 |  | #REF! |  | 59389.4166 | 127
8019 | 1032.624 | 16422.71 | 1 | 1 | 480.789 | 1 | 1 | 1 |  | #REF! |  | 59167.4652 | 146
8020 | 1032.624 | 16437.822 | 1 | 1 | 485.193 | 1 | 1 | 1 |  | #REF! |  | 58734.5017 | 135
8021 | 1032.624 | 16448.322 | 1 | 1 | 1081.951 | 1 | 1 | 1 |  | #REF! |  | 59318.7527 | 151
8022 | 1762.222 | 16449.422 | 1 | 1 | 1948.413 | 1 | 1 | 1 |  | #REF! |  | 60537.2686 | 154
8023 | 6139.858 | 16569.357 | 1 | 1 | 78977.347 | 1 | 1 | 1 |  | #REF! |  | 63003.7386 | 164
8024 | 1762.222 | 16890.938 | 1 | 1 | 84453.16 | 1 | 1 | 1 |  | #REF! |  | 65884.1869 | 179
8025 | 1032.624 | 17768.529 | 1 | 1 | 79631.124 | 1 | 1 | 1 |  | #REF! |  | 67786.863 | 148
8026 | 1153.24 | 18574.631 | 1 | 1 | 71012.482 | 1 | 1 | 1 |  | #REF! |  | 71537.1135 | 136
8027 | 1213.547 | 19201.358 | 1 | 1 | 61785.233 | 1 | 1 | 1 |  | #REF! |  | 70649.8858 | 117
8028 | 1213.547 | 18651.335 | 1 | 1 | 53874.935 | 1 | 1 | 1 | 6121.4218 | 0 |  | 70434.2332 | 110
8029 | 6200.166 | 16762.118 | 1 | 1 | 34707.762 | 1 | 1 | 1 |  | #REF! |  | 66708.4429 | 96
8030 | 1762.222 | 16465.57 | 1 | 1 | 33031.518 | 1 | 1 | 1 | 1316.2936 | 0 |  | 64907.9054 | 92
8031 | 1032.624 | 17216.191 | 1 | 1 | 30728.7 | 1 | 1 | 1 |  | #REF! |  | 67519.9648 | 94
8032 | 1032.624 | 16878.534 | 1 | 1 | 30096.745 | 1 | 1 | 1 |  | #REF! |  | 67706.3027 | 98
8033 | 1032.624 | 16667.663 | 1 | 1 | 33708.262 | 1 | 1 | 1 |  | #REF! |  | 69013.9753 | 112
8034 | 1762.222 | 16137.805 | 1 | 1 | 38337.865 | 1 | 1 | 1 |  | #REF! |  | 69994.717 | 127
8035 | 6139.858 | 16141.203 | 1 | 1 | 31461.012 | 1 | 1 | 1 |  | #REF! |  | 69766.815 | 149
8036 | 7599.07 | 17494.643 | 1 | 1 | 30900.162 | 1 | 1 | 1 |  | #REF! |  | 67629.2303 | 168
8037 | 1762.222 | 17014.712 | 1 | 1 | 41204.171 | 1 | 1 | 1 |  | #REF! |  | 66130.7025 | 168
8038 | 1762.222 | 16616.694 | 1 | 1 | 2321.567 | 1 | 1 | 1 |  | #REF! |  | 64164.3135 | 169
8039 | 1762.222 | 16225.625 | 1 | 1 | 2135.673 | 1 | 1 | 1 |  | #REF! |  | 63521.66 | 167
8040 | 1032.624 | 16282.261 | 1 | 1 | 1206.191 | 1 | 1 | 1 |  | #REF! |  | 63822.5655 | 168
8041 | 1032.624 | 16752.071 | 1 | 1 | 564.344 | 1 | 1 | 1 |  | #REF! |  | 63120.6198 | 159
8042 | 1032.624 | 16680.657 | 1 | 1 | 328.436 | 1 | 1 | 1 |  | #REF! |  | 59124.9256 | 152
8043 | 1032.624 | 16744.576 | 1 | 1 | 295.15 | 1 | 1 | 1 |  | #REF! |  | 58199.3336 | 147
8044 | 1032.624 | 16774.748 | 1 | 1 | 342.102 | 1 | 1 | 1 |  | #REF! |  | 57418.2309 | 149
8045 | 1032.624 | 16813.779 | 1 | 1 | 511.675 | 1 | 1 | 1 |  | #REF! |  | 57888.3355 | 145
8046 | 1762.222 | 16834.544 | 1 | 1 | 3198.421 | 1 | 1 | 1 |  | #REF! |  | 58444.3815 | 142
8047 | 6139.858 | 16966.099 | 1 | 1 | 81393.41 | 1 | 1 | 1 |  | #REF! |  | 58957.9873 | 148
8048 | 1762.222 | 47325.946 | 1 | 1 | 83904.415 | 1 | 1 | 1 |  | #REF! |  | 58933.6917 | 150
8049 | 1032.624 | 74701.665 | 1 | 1 | 74618.793 | 1 | 1 | 1 |  | #REF! |  | 59691.1458 | 150
8050 | 1153.24 | 90685.91 | 1 | 1 | 67424.242 | 1 | 1 | 1 |  | #REF! |  | 61400.3717 | 133
8051 | 1213.547 | 106081.67 | 1 | 1 | 56031.434 | 1 | 1 | 1 |  | #REF! |  | 61767.85 | 119
8052 | 1213.547 | 89601.841 | 1 | 1 | 50809.318 | 1 | 1 | 1 |  | #REF! |  | 61771.0736 | 101
8053 | 6200.166 | 52681.29 | 1 | 1 | 40145.124 | 1 | 1 | 1 |  | #REF! |  | 60169.8421 | 96
8054 | 1762.222 | 71507.926 | 1 | 1 | 44800.081 | 1 | 1 | 1 |  | #REF! |  | 58361.9035 | 93
8055 | 1032.624 | 102682.052 | 1 | 1 | 40142.366 | 1 | 1 | 1 |  | #REF! |  | 59489.9522 | 89
8056 | 1032.624 | 86739.422 | 1 | 1 | 40488.809 | 1 | 1 | 1 |  | #REF! |  | 59082.2734 | 94
8057 | 1032.624 | 74902.908 | 1 | 1 | 42446.438 | 1 | 1 | 1 |  | #REF! |  | 59373.5549 | 105
8058 | 1762.222 | 43456.585 | 1 | 1 | 45319.576 | 1 | 1 | 1 |  | #REF! |  | 59564.947 | 125
8059 | 6139.858 | 29573.129 | 1 | 1 | 39251.991 | 1 | 1 | 1 |  | #REF! |  | 60522.9274 | 147
8060 | 7599.07 | 30945.538 | 1 | 1 | 38472.201 | 1 | 1 | 1 |  | #REF! |  | 60025.8384 | 153
8061 | 1762.222 | 17237.845 | 1 | 1 | 50561.729 | 1 | 1 | 1 |  | #REF! |  | 59475.4031 | 155
8062 | 1762.222 | 16857.394 | 1 | 1 | 2981.207 | 1 | 1 | 1 |  | #REF! |  | 58685.1685 | 163
8063 | 1762.222 | 16473.244 | 1 | 1 | 1666.886 | 1 | 1 | 1 |  | #REF! |  | 59057.9174 | 158
8064 | 1032.624 | 16537.026 | 1 | 1 | 1274.522 | 1 | 1 | 1 |  | #REF! |  | 59598.9479 | 155
8065 | 1032.624 | 16592.526 | 1 | 1 | 580.976 | 1 | 1 | 1 |  | #REF! |  | 59419.0687 | 150
8066 | 1032.624 | 16624.893 | 1 | 1 | 467.136 | 1 | 1 | 1 |  | #REF! |  | 57006.864 | 140
8067 | 1032.624 | 16734.373 | 1 | 1 | 1321.647 | 1 | 1 | 1 |  | #REF! |  | 54743.1115 | 140
8068 | 1032.624 | 16771.356 | 1 | 1 | 3680.548 | 1 | 1 | 1 |  | #REF! |  | 54633.7467 | 138
8069 | 1032.624 | 16832.537 | 1 | 1 | 8681.105 | 1 | 1 | 1 |  | #REF! |  | 55230.0977 | 133
8070 | 1762.222 | 16898.564 | 1 | 1 | 13931.641 | 1 | 1 | 1 |  | #REF! |  | 55790.7132 | 129
8071 | 6139.858 | 17035.029 | 1 | 1 | 94187.034 | 1 | 1 | 1 |  | #REF! |  | 54925.7034 | 135
8072 | 1762.222 | 46891.73 | 1 | 1 | 97172.99 | 1 | 1 | 1 |  | #REF! |  | 55264.4774 | 135
8073 | 1032.624 | 74060.4 | 1 | 1 | 85982.4 | 1 | 1 | 1 |  | #REF! |  | 55168.9412 | 136
8074 | 1153.24 | 89599.174 | 1 | 1 | 73145.059 | 1 | 1 | 1 |  | #REF! |  | 54970.3708 | 129
8075 | 1213.547 | 105047.514 | 1 | 1 | 61595.792 | 1 | 1 | 1 |  | #REF! |  | 55943.2795 | 116
8076 | 1213.547 | 88319.247 | 1 | 1 | 51087.061 | 1 | 1 | 1 |  | #REF! |  | 56216.3156 | 112
8077 | 6200.166 | 50916.52 | 1 | 1 | 31732.87 | 1 | 1 | 1 |  | #REF! |  | 55474.7095 | 110
8078 | 1762.222 | 69781.154 | 1 | 1 | 34963.891 | 1 | 1 | 1 |  | #REF! |  | 55929.7275 | 108
8079 | 1032.624 | 101297.622 | 1 | 1 | 33911.288 | 1 | 1 | 1 |  | #REF! |  | 55809.2765 | 107
8080 | 1032.624 | 85570.434 | 1 | 1 | 35108.597 | 1 | 1 | 1 |  | #REF! |  | 55403.4292 | 107
8081 | 1032.624 | 74060.973 | 1 | 1 | 40447.23 | 1 | 1 | 1 |  | #REF! |  | 56336.8613 | 118
8082 | 1762.222 | 42904.612 | 1 | 1 | 45949.839 | 1 | 1 | 1 |  | #REF! |  | 56794.2984 | 137
8083 | 6139.858 | 29454.385 | 1 | 1 | 39999.627 | 1 | 1 | 1 |  | #REF! |  | 58902.1479 | 153
8084 | 7599.07 | 30848.162 | 1 | 1 | 39318.177 | 1 | 1 | 1 |  | #REF! |  | 58514.7412 | 162
8085 | 1762.222 | 17231.805 | 1 | 1 | 50914.511 | 1 | 1 | 1 |  | #REF! |  | 58527.3345 | 159
8086 | 1762.222 | 16855.572 | 1 | 1 | 2981.248 | 1 | 1 | 1 |  | #REF! |  | 57863.2089 | 160
8087 | 1762.222 | 16473.326 | 1 | 1 | 1666.928 | 1 | 1 | 1 |  | #REF! |  | 58157.6987 | 153
8088 | 1032.624 | 16544.436 | 1 | 1 | 1278.617 | 1 | 1 | 1 |  | #REF! |  | 59640.8514 | 145
8089 | 1032.624 | 16614.475 | 1 | 1 | 595.15 | 1 | 1 | 1 |  | #REF! |  | 58722.5396 | 129
8090 | 1032.624 | 16668.12 | 1 | 1 | 555.755 | 1 | 1 | 1 |  | #REF! |  | 55673.3209 | 126
8091 | 1032.624 | 16774.318 | 1 | 1 | 1904.199 | 1 | 1 | 1 |  | #REF! |  | 54529.6338 | 125
8092 | 1032.624 | 16827.51 | 1 | 1 | 6080.839 | 1 | 1 | 1 |  | #REF! |  | 54693.9061 | 123
8093 | 1032.624 | 16916.176 | 1 | 1 | 11536.986 | 1 | 1 | 1 |  | #REF! |  | 55055.1984 | 121
8094 | 1762.222 | 16969.174 | 1 | 1 | 16374.522 | 1 | 1 | 1 |  | #REF! |  | 55875.7234 | 124
8095 | 6139.858 | 17125.988 | 1 | 1 | 96787.027 | 1 | 1 | 1 |  | #REF! |  | 58478.7276 | 135
8096 | 1762.222 | 46788.807 | 1 | 1 | 99559.801 | 1 | 1 | 1 |  | #REF! |  | 61186.7415 | 161
8097 | 1032.624 | 74269.427 | 1 | 1 | 93775.982 | 1 | 1 | 1 |  | #REF! |  | 65722.1174 | 148
8098 | 1153.24 | 90426.486 | 1 | 1 | 88563.265 | 1 | 1 | 1 |  | #REF! |  | 71713.7456 | 127
8099 | 1213.547 | 105457.507 | 1 | 1 | 70913.458 | 1 | 1 | 1 |  | #REF! |  | 72403.3677 | 117
8100 | 1213.547 | 88927.66 | 1 | 1 | 62542.437 | 1 | 1 | 1 |  | #REF! |  | 71769.4421 | 108
8101 | 6200.166 | 51796.19 | 1 | 1 | 47062.802 | 1 | 1 | 1 |  | #REF! |  | 68157.6895 | 96
8102 | 1762.222 | 70686.036 | 1 | 1 | 50069.611 | 1 | 1 | 1 |  | #REF! |  | 66174.2312 | 96
8103 | 1032.624 | 102020.249 | 1 | 1 | 45784.776 | 1 | 1 | 1 |  | #REF! |  | 69013.9496 | 108
8104 | 1032.624 | 86204.827 | 1 | 1 | 45902.625 | 1 | 1 | 1 |  | #REF! |  | 69462.7771 | 118
8105 | 1032.624 | 74739.461 | 1 | 1 | 51555.025 | 1 | 1 | 1 |  | #REF! |  | 71158.0754 | 135
8106 | 1762.222 | 43387.168 | 1 | 1 | 54061.286 | 1 | 1 | 1 |  | #REF! |  | 73053.2377 | 158
8107 | 6139.858 | 29768.875 | 1 | 1 | 47971.527 | 1 | 1 | 1 |  | #REF! |  | 73365.67 | 170
8108 | 7599.07 | 31154.642 | 1 | 1 | 47010.203 | 1 | 1 | 1 |  | #REF! |  | 71061.8854 | 189
8109 | 1762.222 | 17428.283 | 1 | 1 | 58486.538 | 1 | 1 | 1 |  | #REF! |  | 69368.5426 | 193
8110 | 1762.222 | 17049.883 | 1 | 1 | 2983.377 | 1 | 1 | 1 |  | #REF! |  | 66859.4722 | 199
8111 | 1762.222 | 16675.92 | 1 | 1 | 1674.247 | 1 | 1 | 1 |  | #REF! |  | 65349.882 | 194
8112 | 1032.624 | 16789.138 | 1 | 1 | 1356.728 | 1 | 1 | 1 |  | #REF! |  | 66459.8022 | 184
8113 | 1032.624 | 16885.61 | 1 | 1 | 1146.08 | 1 | 1 | 1 |  | #REF! |  | 64790.6934 | 178
8114 | 1032.624 | 16930.178 | 1 | 1 | 3828.207 | 1 | 1 | 1 |  | #REF! |  | 60817.674 | 167
8115 | 1032.624 | 17030.703 | 1 | 1 | 9950.997 | 1 | 1 | 1 |  | #REF! |  | 59670.2708 | 165
8116 | 1032.624 | 17121.639 | 1 | 1 | 15133.011 | 1 | 1 | 1 |  | #REF! |  | 60627.8068 | 163
8117 | 1032.624 | 17206.886 | 1 | 1 | 19827.199 | 1 | 1 | 1 |  | #REF! |  | 61424.5662 | 148
8118 | 1762.222 | 17257.858 | 1 | 1 | 24414.011 | 1 | 1 | 1 |  | #REF! |  | 63777.1212 | 166
8119 | 6139.858 | 17407.62 | 1 | 1 | 104092.681 | 1 | 1 | 1 |  | #REF! |  | 65885.4931 | 176
8120 | 1762.222 | 47236.305 | 1 | 1 | 106588.255 | 1 | 1 | 1 |  | #REF! |  | 68347.5977 | 195
8121 | 1032.624 | 74419.064 | 1 | 1 | 94963.762 | 1 | 1 | 1 |  | #REF! |  | 70705.2936 | 160
8122 | 1153.24 | 89846.019 | 1 | 1 | 78961.337 | 1 | 1 | 1 |  | #REF! |  | 75787.2566 | 140
8123 | 1213.547 | 105328.496 | 1 | 1 | 67393.673 | 1 | 1 | 1 |  | #REF! |  | 75280.4981 | 121
8124 | 1213.547 | 88686.815 | 1 | 1 | 57230.348 | 1 | 1 | 1 |  | #REF! |  | 74502.3802 | 108
8125 | 6200.166 | 51967.77 | 1 | 1 | 48097.115 | 1 | 1 | 1 |  | #REF! |  | 70860.2628 | 98
8126 | 1762.222 | 70976.019 | 1 | 1 | 52429.606 | 1 | 1 | 1 |  | #REF! |  | 69782.2126 | 98
8127 | 1032.624 | 102419.318 | 1 | 1 | 49584.778 | 1 | 1 | 1 |  | #REF! |  | 72315.3556 | 108
8128 | 1032.624 | 86578.548 | 1 | 1 | 49355.662 | 1 | 1 | 1 |  | #REF! |  | 72229.4653 | 110
8129 | 1032.624 | 75146.258 | 1 | 1 | 55641.524 | 1 | 1 | 1 |  | #REF! |  | 73452.0056 | 127
8130 | 1762.222 | 43838.102 | 1 | 1 | 58997.926 | 1 | 1 | 1 |  | #REF! |  | 74724.9081 | 150
8131 | 6139.858 | 30016.433 | 1 | 1 | 52880.046 | 1 | 1 | 1 |  | #REF! |  | 74116.2983 | 171
8132 | 7599.07 | 31398.194 | 1 | 1 | 51950.465 | 1 | 1 | 1 |  | #REF! |  | 72136.4821 | 185
8133 | 1762.222 | 17573.107 | 1 | 1 | 63104.859 | 1 | 1 | 1 |  | #REF! |  | 70255.8313 | 196
8134 | 1762.222 | 17199.723 | 1 | 1 | 2985.498 | 1 | 1 | 1 |  | #REF! |  | 68396.8532 | 201
8135 | 1762.222 | 16865.068 | 1 | 1 | 1703.788 | 1 | 1 | 1 |  | #REF! |  | 66992.6865 | 191
8136 | 1032.624 | 17004.146 | 1 | 1 | 1819.296 | 1 | 1 | 1 |  | #REF! |  | 66627.7835 | 195
8137 | 1032.624 | 17141.087 | 1 | 1 | 4929.046 | 1 | 1 | 1 |  | #REF! |  | 65619.9074 | 181
8138 | 1032.624 | 17212.553 | 1 | 1 | 11714.461 | 1 | 1 | 1 |  | #REF! |  | 62359.035 | 170
8139 | 1032.624 | 17275.592 | 1 | 1 | 16381.559 | 1 | 1 | 1 |  | #REF! |  | 61974.3303 | 157
8140 | 1032.624 | 17337.511 | 1 | 1 | 20720.3 | 1 | 1 | 1 |  | #REF! |  | 61362.308 | 154
8141 | 1032.624 | 17414.637 | 1 | 1 | 25082.993 | 1 | 1 | 1 |  | #REF! |  | 60999.6901 | 156
8142 | 1762.222 | 17443.346 | 1 | 1 | 29187.405 | 1 | 1 | 1 |  | #REF! |  | 61386.0304 | 154
8143 | 6139.858 | 17598.214 | 1 | 1 | 108628.946 | 1 | 1 | 1 |  | #REF! |  | 63449.5505 | 163
8144 | 1762.222 | 47582.075 | 1 | 1 | 110946.308 | 1 | 1 | 1 |  | #REF! |  | 67072.3127 | 181
8145 | 1032.624 | 75273.96 | 1 | 1 | 106867.587 | 1 | 1 | 1 |  | #REF! |  | 70201.8585 | 166
8146 | 1153.24 | 90920.358 | 1 | 1 | 92408.452 | 1 | 1 | 1 |  | #REF! |  | 75640.2006 | 155
8147 | 1213.547 | 106779.263 | 1 | 1 | 86415.762 | 1 | 1 | 1 |  | #REF! |  | 75430.5801 | 140
8148 | 1213.547 | 90169.618 | 1 | 1 | 76370.182 | 1 | 1 | 1 |  | #REF! |  | 74901.6717 | 120
8149 | 6200.166 | 52950.364 | 1 | 1 | 60347.703 | 1 | 1 | 1 |  | #REF! |  | 70584.0991 | 105
8150 | 1762.222 | 72414.596 | 1 | 1 | 70909.386 | 1 | 1 | 1 |  | #REF! |  | 69404.3251 | 97
8151 | 1032.624 | 104146.023 | 1 | 1 | 71830.609 | 1 | 1 | 1 |  | #REF! |  | 71375.3176 | 100
8152 | 1032.624 | 88346.055 | 1 | 1 | 72352.646 | 1 | 1 | 1 |  | #REF! |  | 71228.2137 | 99
8153 | 1032.624 | 76588.686 | 1 | 1 | 74252.702 | 1 | 1 | 1 |  | #REF! |  | 71686.8991 | 114
8154 | 1762.222 | 44939.668 | 1 | 1 | 73881.731 | 1 | 1 | 1 |  | #REF! |  | 72277.8393 | 138
8155 | 6139.858 | 30629.077 | 1 | 1 | 66538.501 | 1 | 1 | 1 |  | #REF! |  | 71929.8405 | 161
8156 | 7599.07 | 31936.689 | 1 | 1 | 63881.457 | 1 | 1 | 1 |  | #REF! |  | 69930.4576 | 155
8157 | 1762.222 | 17941.346 | 1 | 1 | 74084.295 | 1 | 1 | 1 |  | #REF! |  | 68044.0204 | 160
8158 | 1762.222 | 17585.338 | 1 | 1 | 3099.458 | 1 | 1 | 1 |  | #REF! |  | 65950.7697 | 160
8159 | 1762.222 | 17308.892 | 1 | 1 | 3053.877 | 1 | 1 | 1 |  | #REF! |  | 65633.4974 | 160
8160 | 1032.624 | 17269.756 | 1 | 1 | 6127.024 | 1 | 1 | 1 |  | #REF! |  | 65460.8936 | 158
8161 | 1032.624 | 17071.509 | 1 | 1 | 11353.346 | 1 | 1 | 1 |  | #REF! |  | 65757.0156 | 153
8162 | 1032.624 | 17042.181 | 1 | 1 | 17207.935 | 1 | 1 | 1 |  | #REF! |  | 61976.8799 | 142
8163 | 1032.624 | 17084.29 | 1 | 1 | 22203.121 | 1 | 1 | 1 |  | #REF! |  | 60437.6525 | 129
8164 | 1032.624 | 17097.101 | 1 | 1 | 25992.394 | 1 | 1 | 1 |  | #REF! |  | 60802.5231 | 128
8165 | 1032.624 | 17109.332 | 1 | 1 | 29441.447 | 1 | 1 | 1 |  | #REF! |  | 61012.9016 | 118
8166 | 1762.222 | 17122.56 | 1 | 1 | 31796.399 | 1 | 1 | 1 |  | #REF! |  | 61792.0172 | 124
8167 | 6139.858 | 17239.701 | 1 | 1 | 107731.576 | 1 | 1 | 1 |  | #REF! |  | 63700.8462 | 135
8168 | 1762.222 | 32124.709 | 1 | 1 | 112227.206 | 1 | 1 | 1 |  | #REF! |  | 66864.2151 | 151
8169 | 1032.624 | 32633.38 | 1 | 1 | 102794.108 | 1 | 1 | 1 |  | #REF! |  | 70590.8724 | 152
8170 | 1153.24 | 32980.356 | 1 | 1 | 86561.275 | 1 | 1 | 1 |  | #REF! |  | 74810.0598 | 139
8171 | 1213.547 | 33248.445 | 1 | 1 | 72245.647 | 1 | 1 | 1 |  | #REF! |  | 75432.0214 | 128
8172 | 1213.547 | 32370.071 | 1 | 1 | 60364.537 | 1 | 1 | 1 |  | #REF! |  | 74768.2471 | 111
8173 | 6200.166 | 30249.809 | 1 | 1 | 40139.023 | 1 | 1 | 1 |  | #REF! |  | 70377.9556 | 101
8174 | 1762.222 | 29982.222 | 1 | 1 | 43251.134 | 1 | 1 | 1 |  | #REF! |  | 69669.793 | 98
8175 | 1032.624 | 30716.182 | 1 | 1 | 41888.786 | 1 | 1 | 1 |  | #REF! |  | 71531.8493 | 105
8176 | 1032.624 | 30435.297 | 1 | 1 | 43035.769 | 1 | 1 | 1 |  | #REF! |  | 71523.048 | 115
8177 | 1032.624 | 30321.092 | 1 | 1 | 49737.281 | 1 | 1 | 1 |  | #REF! |  | 72127.9758 | 124
8178 | 1762.222 | 29899.796 | 1 | 1 | 55211.014 | 1 | 1 | 1 |  | #REF! |  | 73375.7194 | 146
8179 | 6139.858 | 29944.02 | 1 | 1 | 49401.574 | 1 | 1 | 1 |  | #REF! |  | 73148.1147 | 158
8180 | 7599.07 | 31307.208 | 1 | 1 | 47027.892 | 1 | 1 | 1 |  | #REF! |  | 70820.0072 | 185
8181 | 1762.222 | 17481.314 | 1 | 1 | 57292.725 | 1 | 1 | 1 |  | #REF! |  | 68750.5313 | 196
8182 | 1762.222 | 17083.708 | 1 | 1 | 2446.513 | 1 | 1 | 1 |  | #REF! |  | 67031.1993 | 200
8183 | 1762.222 | 16693.703 | 1 | 1 | 2003.411 | 1 | 1 | 1 |  | #REF! |  | 66632.3314 | 201
8184 | 1032.624 | 16739.763 | 1 | 1 | 1268.625 | 1 | 1 | 1 |  | #REF! |  | 67545.2582 | 186
8185 | 1032.624 | 16793.585 | 1 | 1 | 1186.224 | 1 | 1 | 1 |  | #REF! |  | 66056.1991 | 177
8186 | 1032.624 | 16798.358 | 1 | 1 | 3903.756 | 1 | 1 | 1 |  | #REF! |  | 63234.6513 | 159
8187 | 1032.624 | 16850.787 | 1 | 1 | 10241.483 | 1 | 1 | 1 |  | #REF! |  | 62182.1994 | 160
8188 | 1032.624 | 16872.305 | 1 | 1 | 15162.507 | 1 | 1 | 1 |  | #REF! |  | 61008.5678 | 157
8189 | 1032.624 | 16904.943 | 1 | 1 | 20388.964 | 1 | 1 | 1 |  | #REF! |  | 61346.4204 | 155
8190 | 1762.222 | 16917.763 | 1 | 1 | 23242.617 | 1 | 1 | 1 |  | #REF! |  | 62472.8114 | 154
8191 | 6139.858 | 17036.483 | 1 | 1 | 100029.929 | 1 | 1 | 1 |  | #REF! |  | 63605.7036 | 163
8192 | 1762.222 | 17355.658 | 1 | 1 | 104887.791 | 1 | 1 | 1 |  | #REF! |  | 66350.2837 | 181
8193 | 1032.624 | 18120.29 | 1 | 1 | 95533.021 | 1 | 1 | 1 |  | #REF! |  | 71167.302 | 161
8194 | 1153.24 | 18824.54 | 1 | 1 | 82527.799 | 1 | 1 | 1 |  | #REF! |  | 75383.0011 | 139
8195 | 1213.547 | 19356.329 | 1 | 1 | 69156.456 | 1 | 1 | 1 |  | #REF! |  | 75610.7797 | 127
8196 | 1213.547 | 18731.214 | 1 | 1 | 58284.563 | 1 | 1 | 1 |  | #REF! |  | 74975.0982 | 113
8197 | 6200.166 | 16868.186 | 1 | 1 | 39819.089 | 1 | 1 | 1 |  | #REF! |  | 71479.1436 | 104
8198 | 1762.222 | 16762.472 | 1 | 1 | 46218.821 | 1 | 1 | 1 |  | #REF! |  | 70337.8749 | 104
8199 | 1032.624 | 17601.47 | 1 | 1 | 46977.589 | 1 | 1 | 1 |  | #REF! |  | 72709.5736 | 104
8200 | 1032.624 | 17360.768 | 1 | 1 | 49536.597 | 1 | 1 | 1 |  | #REF! |  | 72949.7191 | 112
8201 | 1032.624 | 17190.259 | 1 | 1 | 53552.832 | 1 | 1 | 1 |  | #REF! |  | 73653.325 | 135
8202 | 1762.222 | 16660.538 | 1 | 1 | 57143.358 | 1 | 1 | 1 |  | #REF! |  | 74598.6453 | 155
8203 | 6139.858 | 16640.629 | 1 | 1 | 49980.273 | 1 | 1 | 1 |  | #REF! |  | 73422.6419 | 181
8204 | 7599.07 | 17956.151 | 1 | 1 | 48206.849 | 1 | 1 | 1 |  | #REF! |  | 71015.4158 | 194
8205 | 1762.222 | 17445.169 | 1 | 1 | 57102.404 | 1 | 1 | 1 |  | #REF! |  | 68677.1514 | 192
8206 | 1762.222 | 17029.319 | 1 | 1 | 2325.191 | 1 | 1 | 1 |  | #REF! |  | 66757.4019 | 198
8207 | 1762.222 | 16613.289 | 1 | 1 | 2141.19 | 1 | 1 | 1 |  | #REF! |  | 65361.5771 | 194
8208 | 1032.624 | 16661.554 | 1 | 1 | 1241.59 | 1 | 1 | 1 |  | #REF! |  | 65517.4186 | 185
8209 | 1032.624 | 18228.97 | 1 | 1 | 711.938 | 1 | 1 | 1 |  | #REF! |  | 64274.5764 | 174
8210 | 1032.624 | 18123.997 | 1 | 1 | 1065.757 | 1 | 1 | 1 |  | #REF! |  | 61695.6108 | 165
8211 | 1032.624 | 18077.638 | 1 | 1 | 2671.2 | 1 | 1 | 1 |  | #REF! |  | 60318.5236 | 160
8212 | 1032.624 | 18028.278 | 1 | 1 | 6724.345 | 1 | 1 | 1 |  | #REF! |  | 60271.8064 | 151
8213 | 1032.624 | 18049.944 | 1 | 1 | 11474.019 | 1 | 1 | 1 |  | #REF! |  | 59820.538 | 144
8214 | 1762.222 | 17974.187 | 1 | 1 | 15278.51 | 1 | 1 | 1 |  | #REF! |  | 60526.038 | 145
8215 | 6139.858 | 18041.202 | 1 | 1 | 95007.574 | 1 | 1 | 1 |  | #REF! |  | 61373.6769 | 145
8216 | 1762.222 | 47846.233 | 1 | 1 | 97287.364 | 1 | 1 | 1 |  | #REF! |  | 62164.0737 | 154
8217 | 1032.624 | 75600.186 | 1 | 1 | 88121.629 | 1 | 1 | 1 |  | #REF! |  | 62166.7541 | 158
8218 | 1153.24 | 91806.591 | 1 | 1 | 79272.225 | 1 | 1 | 1 |  | #REF! |  | 63570.3474 | 150
8219 | 1213.547 | 107427.188 | 1 | 1 | 69153.279 | 1 | 1 | 1 |  | #REF! |  | 64366.2363 | 130
8220 | 1213.547 | 91135.139 | 1 | 1 | 65711.081 | 1 | 1 | 1 |  | #REF! |  | 64358.4749 | 114
8221 | 6200.166 | 54076.263 | 1 | 1 | 54174.447 | 1 | 1 | 1 |  | #REF! |  | 61069.4904 | 103
8222 | 1762.222 | 72501.633 | 1 | 1 | 50950.691 | 1 | 1 | 1 |  | #REF! |  | 60709.1368 | 101
8223 | 1032.624 | 103636.562 | 1 | 1 | 46349.744 | 1 | 1 | 1 |  | #REF! |  | 61285.9146 | 98
8224 | 1032.624 | 87458.94 | 1 | 1 | 43883.62 | 1 | 1 | 1 |  | #REF! |  | 60350.5878 | 111
8225 | 1032.624 | 75754.459 | 1 | 1 | 48719.705 | 1 | 1 | 1 |  | #REF! |  | 60611.5473 | 125
8226 | 1762.222 | 44243.539 | 1 | 1 | 51207.635 | 1 | 1 | 1 |  | #REF! |  | 61554.9796 | 140
8227 | 6139.858 | 29893.121 | 1 | 1 | 44440.529 | 1 | 1 | 1 |  | #REF! |  | 61843.2852 | 154
8228 | 7599.07 | 31218.462 | 1 | 1 | 42787.216 | 1 | 1 | 1 |  | #REF! |  | 60319.1824 | 163
8229 | 1762.222 | 17280.422 | 1 | 1 | 53295.03 | 1 | 1 | 1 |  | #REF! |  | 59464.2559 | 168
8230 | 1762.222 | 16883.375 | 1 | 1 | 2981.883 | 1 | 1 | 1 |  | #REF! |  | 59172.7408 | 164
8231 | 1762.222 | 16480.319 | 1 | 1 | 1667.199 | 1 | 1 | 1 |  | #REF! |  | 59137.1643 | 166
8232 | 1032.624 | 16515.303 | 1 | 1 | 1278.07 | 1 | 1 | 1 |  | #REF! |  | 59957.0434 | 158
8233 | 1032.624 | 16603.848 | 1 | 1 | 600.739 | 1 | 1 | 1 |  | #REF! |  | 60666.0793 | 154
8234 | 1032.624 | 16626.409 | 1 | 1 | 504.302 | 1 | 1 | 1 |  | #REF! |  | 58203.061 | 153
8235 | 1032.624 | 16727.51 | 1 | 1 | 1363.356 | 1 | 1 | 1 |  | #REF! |  | 57569.1514 | 144
8236 | 1032.624 | 16766.656 | 1 | 1 | 3607.063 | 1 | 1 | 1 |  | #REF! |  | 56924.2421 | 137
8237 | 1032.624 | 16813.42 | 1 | 1 | 8010.662 | 1 | 1 | 1 |  | #REF! |  | 56914.5963 | 130
8238 | 1762.222 | 16876.221 | 1 | 1 | 13141.509 | 1 | 1 | 1 |  | #REF! |  | 57222.1004 | 125
8239 | 6139.858 | 17018.706 | 1 | 1 | 93585.682 | 1 | 1 | 1 |  | #REF! |  | 57211.5456 | 128
8240 | 1762.222 | 47060.744 | 1 | 1 | 96519.765 | 1 | 1 | 1 |  | #REF! |  | 57071.2571 | 127
8241 | 1032.624 | 74432.118 | 1 | 1 | 88289.074 | 1 | 1 | 1 |  | #REF! |  | 56718.43 | 142
8242 | 1153.24 | 90054.991 | 1 | 1 | 76411.849 | 1 | 1 | 1 |  | #REF! |  | 56708.1547 | 137
8243 | 1213.547 | 105519.702 | 1 | 1 | 65515.086 | 1 | 1 | 1 |  | #REF! |  | 58479.5281 | 128
8244 | 1213.547 | 88892.512 | 1 | 1 | 56013.345 | 1 | 1 | 1 |  | #REF! |  | 58197.2601 | 126
8245 | 6200.166 | 51492.108 | 1 | 1 | 37178.928 | 1 | 1 | 1 |  | #REF! |  | 57948.0645 | 126
8246 | 1762.222 | 70342.509 | 1 | 1 | 40434.97 | 1 | 1 | 1 |  | #REF! |  | 57247.2111 | 118
8247 | 1032.624 | 101779.797 | 1 | 1 | 38429.069 | 1 | 1 | 1 |  | #REF! |  | 57458.2982 | 108
8248 | 1032.624 | 86028.326 | 1 | 1 | 39675.649 | 1 | 1 | 1 |  | #REF! |  | 57947.7033 | 116
8249 | 1032.624 | 74422.644 | 1 | 1 | 43721.284 | 1 | 1 | 1 |  | #REF! |  | 58732.1089 | 137
8250 | 1762.222 | 43147.451 | 1 | 1 | 47870.407 | 1 | 1 | 1 |  | #REF! |  | 58968.9967 | 147
8251 | 6139.858 | 29541.475 | 1 | 1 | 41398.008 | 1 | 1 | 1 |  | #REF! |  | 60080.8747 | 165
8252 | 7599.07 | 30914.67 | 1 | 1 | 40325.117 | 1 | 1 | 1 |  | #REF! |  | 58714.2 | 180
8253 | 1762.222 | 17246.175 | 1 | 1 | 51538.165 | 1 | 1 | 1 |  | #REF! |  | 58377.4332 | 181
8254 | 1762.222 | 16869.916 | 1 | 1 | 2981.505 | 1 | 1 | 1 |  | #REF! |  | 57655.7613 | 185
8255 | 1762.222 | 16482.763 | 1 | 1 | 1667.043 | 1 | 1 | 1 |  | #REF! |  | 58556.0969 | 179
8256 | 1032.624 | 16538.077 | 1 | 1 | 1278.21 | 1 | 1 | 1 |  | #REF! |  | 59922.4049 | 175
8257 | 1032.624 | 16620.86 | 1 | 1 | 601.348 | 1 | 1 | 1 |  | #REF! |  | 59156.0602 | 163
8258 | 1032.624 | 16654.329 | 1 | 1 | 556.418 | 1 | 1 | 1 |  | #REF! |  | 56504.429 | 153
8259 | 1032.624 | 16753.62 | 1 | 1 | 1766.369 | 1 | 1 | 1 |  | #REF! |  | 55386.6555 | 160
8260 | 1032.624 | 16819.753 | 1 | 1 | 5867.703 | 1 | 1 | 1 |  | #REF! |  | 55730.3116 | 158
8261 | 1032.624 | 16890.541 | 1 | 1 | 10889.256 | 1 | 1 | 1 |  | #REF! |  | 57000.8569 | 157
8262 | 1762.222 | 16953.114 | 1 | 1 | 15999.304 | 1 | 1 | 1 |  | #REF! |  | 59251.4247 | 155
8263 | 6139.858 | 17090.646 | 1 | 1 | 96031.959 | 1 | 1 | 1 |  | #REF! |  | 62428.8027 | 172
8264 | 1762.222 | 46793.03 | 1 | 1 | 98622.286 | 1 | 1 | 1 |  | #REF! |  | 66490.4658 | 197
8265 | 1032.624 | 74083.988 | 1 | 1 | 90050.87 | 1 | 1 | 1 |  | #REF! |  | 69233.4963 | 178
8266 | 1153.24 | 89728.329 | 1 | 1 | 78011.061 | 1 | 1 | 1 |  | #REF! |  | 76600.3517 | 161
8267 | 1213.547 | 105192.341 | 1 | 1 | 66244.665 | 1 | 1 | 1 |  | #REF! |  | 77276.4488 | 145
8268 | 1213.547 | 88614.941 | 1 | 1 | 56837.168 | 1 | 1 | 1 |  | #REF! |  | 77300.5387 | 131
8269 | 6200.166 | 51330.433 | 1 | 1 | 39428.141 | 1 | 1 | 1 |  | #REF! |  | 73354.7315 | 131
8270 | 1762.222 | 70273.059 | 1 | 1 | 43416.068 | 1 | 1 | 1 |  | #REF! |  | 72349.1774 | 145
8271 | 1032.624 | 101719.233 | 1 | 1 | 41040.978 | 1 | 1 | 1 |  | #REF! |  | 75542.5132 | 153
8272 | 1032.624 | 85941.337 | 1 | 1 | 41673.656 | 1 | 1 | 1 |  | #REF! |  | 75986.0973 | 162
8273 | 1032.624 | 74391.029 | 1 | 1 | 46107.303 | 1 | 1 | 1 |  | #REF! |  | 77252.8038 | 175
8274 | 1762.222 | 43094.175 | 1 | 1 | 49666.396 | 1 | 1 | 1 |  | #REF! |  | 78232.0005 | 208
8275 | 6139.858 | 29599.215 | 1 | 1 | 43700.941 | 1 | 1 | 1 |  | #REF! |  | 77444.1408 | 217
8276 | 7599.07 | 30991.076 | 1 | 1 | 42939.251 | 1 | 1 | 1 |  | #REF! |  | 74442.8193 | 210
8277 | 1762.222 | 17330.19 | 1 | 1 | 54373.423 | 1 | 1 | 1 |  | #REF! |  | 71332.5676 | 223
8278 | 1762.222 | 16951.049 | 1 | 1 | 2982.315 | 1 | 1 | 1 |  | #REF! |  | 69003.6084 | 224
8279 | 1762.222 | 16569.745 | 1 | 1 | 1667.616 | 1 | 1 | 1 |  | #REF! |  | 67551.2203 | 220
8280 | 1032.624 | 16626.943 | 1 | 1 | 1284.294 | 1 | 1 | 1 |  | #REF! |  | 67554.9315 | 211
8281 | 1032.624 | 16742.886 | 1 | 1 | 654.346 | 1 | 1 | 1 |  | #REF! |  | 66642.9631 | 192
8282 | 1032.624 | 16768.691 | 1 | 1 | 1030.807 | 1 | 1 | 1 |  | #REF! |  | 64271.3077 | 188
8283 | 1032.624 | 16876.791 | 1 | 1 | 4487.519 | 1 | 1 | 1 |  | #REF! |  | 63324.1381 | 189
8284 | 1032.624 | 16939.181 | 1 | 1 | 9663.861 | 1 | 1 | 1 |  | #REF! |  | 62868.7224 | 181
8285 | 1032.624 | 17024.549 | 1 | 1 | 14476.615 | 1 | 1 | 1 |  | #REF! |  | 62809.4147 | 176
8286 | 1762.222 | 17066.15 | 1 | 1 | 19071.239 | 1 | 1 | 1 |  | #REF! |  | 63813.8246 | 175
8287 | 6139.858 | 17229.011 | 1 | 1 | 99395.863 | 1 | 1 | 1 |  | #REF! |  | 65935.3748 | 193
8288 | 1762.222 | 46922.676 | 1 | 1 | 102009.525 | 1 | 1 | 1 |  | #REF! |  | 69409.5237 | 215
8289 | 1032.624 | 74236.268 | 1 | 1 | 93410.347 | 1 | 1 | 1 |  | #REF! |  | 73595.7894 | 194
8290 | 1153.24 | 89875.6 | 1 | 1 | 80764.782 | 1 | 1 | 1 |  | #REF! |  | 79136.4478 | 168
8291 | 1213.547 | 105413.952 | 1 | 1 | 70031.03 | 1 | 1 | 1 |  | #REF! |  | 79688.309 | 143
8292 | 1213.547 | 88887.111 | 1 | 1 | 61124.704 | 1 | 1 | 1 |  | #REF! |  | 78489.4083 | 134
8293 | 6200.166 | 51629.679 | 1 | 1 | 43702.595 | 1 | 1 | 1 |  | #REF! |  | 74947.5529 | 113
8294 | 1762.222 | 70586.48 | 1 | 1 | 47824.89 | 1 | 1 | 1 |  | #REF! |  | 73422.0227 | 115
8295 | 1032.624 | 102128.107 | 1 | 1 | 46818.385 | 1 | 1 | 1 |  | #REF! |  | 76741.7706 | 130
8296 | 1032.624 | 86329.392 | 1 | 1 | 46837.295 | 1 | 1 | 1 |  | #REF! |  | 76572.3551 | 132
8297 | 1032.624 | 74717.907 | 1 | 1 | 50398.061 | 1 | 1 | 1 |  | #REF! |  | 78844.3635 | 148
8298 | 1762.222 | 43409.331 | 1 | 1 | 53897.065 | 1 | 1 | 1 |  | #REF! |  | 79887.0115 | 179
8299 | 6139.858 | 29806.667 | 1 | 1 | 48410.842 | 1 | 1 | 1 |  | #REF! |  | 79460.3012 | 216
8300 | 7599.07 | 31211.98 | 1 | 1 | 47940.773 | 1 | 1 | 1 |  | #REF! |  | 76292.2455 | 236
8301 | 1762.222 | 17485.269 | 1 | 1 | 59649.101 | 1 | 1 | 1 |  | #REF! |  | 73501.3632 | 233
8302 | 1762.222 | 17119.86 | 1 | 1 | 2984.008 | 1 | 1 | 1 |  | #REF! |  | 70362.226 | 233
8303 | 1762.222 | 16764.133 | 1 | 1 | 1676.007 | 1 | 1 | 1 |  | #REF! |  | 69350.4794 | 229
8304 | 1032.624 | 16904.842 | 1 | 1 | 1419.536 | 1 | 1 | 1 |  | #REF! |  | 68835.3145 | 211
8305 | 1032.624 | 17015.729 | 1 | 1 | 1926.166 | 1 | 1 | 1 |  | #REF! |  | 69241.1525 | 200
8306 | 1032.624 | 17077.378 | 1 | 1 | 7904.386 | 1 | 1 | 1 |  | #REF! |  | 66600.7722 | 191
8307 | 1032.624 | 17227.162 | 1 | 1 | 14545.065 | 1 | 1 | 1 |  | #REF! |  | 66501.9025 | 189
8308 | 1032.624 | 17326.861 | 1 | 1 | 19909.013 | 1 | 1 | 1 |  | #REF! |  | 66021.0135 | 184
8309 | 1032.624 | 17406.537 | 1 | 1 | 24443.296 | 1 | 1 | 1 |  | #REF! |  | 65617.3767 | 179
8310 | 1762.222 | 17475.497 | 1 | 1 | 29494.319 | 1 | 1 | 1 |  | #REF! |  | 65866.855 | 179
8311 | 6139.858 | 17626.234 | 1 | 1 | 108957.453 | 1 | 1 | 1 |  | #REF! |  | 67276.4653 | 199
8312 | 1762.222 | 47563.979 | 1 | 1 | 111487.504 | 1 | 1 | 1 |  | #REF! |  | 68414.9821 | 208
8313 | 1032.624 | 74954.398 | 1 | 1 | 102449.863 | 1 | 1 | 1 |  | #REF! |  | 74608.7814 | 195
8314 | 1153.24 | 90609.819 | 1 | 1 | 88518.389 | 1 | 1 | 1 |  | #REF! |  | 79108.3969 | 152
8315 | 1213.547 | 106070.306 | 1 | 1 | 76586.301 | 1 | 1 | 1 |  | #REF! |  | 79052.2774 | 149
8316 | 1213.547 | 89437.527 | 1 | 1 | 66168.699 | 1 | 1 | 1 |  | #REF! |  | 78478.2117 | 130
8317 | 6200.166 | 52305.481 | 1 | 1 | 51408.139 | 1 | 1 | 1 |  | #REF! |  | 74699.2508 | 114
8318 | 1762.222 | 71598.053 | 1 | 1 | 59938.7 | 1 | 1 | 1 |  | #REF! |  | 73644.679 | 127
8319 | 1032.624 | 103308.546 | 1 | 1 | 60799.876 | 1 | 1 | 1 |  | #REF! |  | 76394.437 | 115
8320 | 1032.624 | 87698.738 | 1 | 1 | 63582.624 | 1 | 1 | 1 |  | #REF! |  | 76427.0942 | 126
8321 | 1032.624 | 76021.151 | 1 | 1 | 66475.084 | 1 | 1 | 1 |  | #REF! |  | 77482.055 | 141
8322 | 1762.222 | 44536.922 | 1 | 1 | 68264.93 | 1 | 1 | 1 |  | #REF! |  | 78065.0737 | 174
8323 | 6139.858 | 30417.148 | 1 | 1 | 61782.577 | 1 | 1 | 1 |  | #REF! |  | 77248.0523 | 211
8324 | 7599.07 | 31783.448 | 1 | 1 | 60464.498 | 1 | 1 | 1 |  | #REF! |  | 75268.0534 | 231
8325 | 1762.222 | 17801.124 | 1 | 1 | 71061.835 | 1 | 1 | 1 |  | #REF! |  | 72961.6558 | 233
8326 | 1762.222 | 17475.329 | 1 | 1 | 3022.72 | 1 | 1 | 1 |  | #REF! |  | 70785.6055 | 233
8327 | 1762.222 | 17159.896 | 1 | 1 | 2132.361 | 1 | 1 | 1 |  | #REF! |  | 68978.8645 | 226
8328 | 1032.624 | 17264.368 | 1 | 1 | 5601.361 | 1 | 1 | 1 |  | #REF! |  | 70148.1653 | 213
8329 | 1032.624 | 17109.057 | 1 | 1 | 11506.351 | 1 | 1 | 1 |  | #REF! |  | 69447.114 | 207
8330 | 1032.624 | 17096.833 | 1 | 1 | 18095.551 | 1 | 1 | 1 |  | #REF! |  | 66177.1669 | 198
8331 | 1032.624 | 17144.617 | 1 | 1 | 23508.631 | 1 | 1 | 1 |  | #REF! |  | 66192.9978 | 186
8332 | 1032.624 | 17176.713 | 1 | 1 | 28037.633 | 1 | 1 | 1 |  | #REF! |  | 66908.6002 | 187
8333 | 1032.624 | 17196.887 | 1 | 1 | 31871.415 | 1 | 1 | 1 |  | #REF! |  | 66353.7907 | 182
8334 | 1762.222 | 17219.397 | 1 | 1 | 34617.91 | 1 | 1 | 1 |  | #REF! |  | 66960.7579 | 184
8335 | 6139.858 | 17342.546 | 1 | 1 | 110631.334 | 1 | 1 | 1 |  | #REF! |  | 68482.9609 | 195
8336 | 1762.222 | 32252.481 | 1 | 1 | 115442.073 | 1 | 1 | 1 |  | #REF! |  | 69483.3105 | 213
8337 | 1032.624 | 32854.542 | 1 | 1 | 107838.351 | 1 | 1 | 1 |  | #REF! |  | 74590.8676 | 189
8338 | 1153.24 | 33505.946 | 1 | 1 | 98452.605 | 1 | 1 | 1 |  | #REF! |  | 78896.3593 | 168
8339 | 1213.547 | 33850.339 | 1 | 1 | 85743.432 | 1 | 1 | 1 |  | #REF! |  | 79532.6249 | 142
8340 | 1213.547 | 32927.829 | 1 | 1 | 72836.64 | 1 | 1 | 1 |  | #REF! |  | 79116.6205 | 134
8341 | 6200.166 | 31003.2 | 1 | 1 | 58155.004 | 1 | 1 | 1 |  | #REF! |  | 76466.1733 | 115
8342 | 1762.222 | 31017.118 | 1 | 1 | 68378.618 | 1 | 1 | 1 |  | #REF! |  | 74863.0126 | 125
8343 | 1032.624 | 31716.553 | 1 | 1 | 66396.473 | 1 | 1 | 1 |  | #REF! |  | 77451.1127 | 132
8344 | 1032.624 | 31267.154 | 1 | 1 | 62606.662 | 1 | 1 | 1 |  | #REF! |  | 77739.6863 | 146
8345 | 1032.624 | 31034.149 | 1 | 1 | 66572.125 | 1 | 1 | 1 |  | #REF! |  | 78856.5823 | 153
8346 | 1762.222 | 30514.014 | 1 | 1 | 69756.902 | 1 | 1 | 1 |  | #REF! |  | 79489.5053 | 183
8347 | 6139.858 | 30520.369 | 1 | 1 | 63156.869 | 1 | 1 | 1 |  | #REF! |  | 78589.3927 | 202
8348 | 7599.07 | 31838.665 | 1 | 1 | 59695.762 | 1 | 1 | 1 |  | #REF! |  | 75540.7886 | 216
8349 | 1762.222 | 17794.372 | 1 | 1 | 69074.013 | 1 | 1 | 1 |  | #REF! |  | 72971.0264 | 217
8350 | 1762.222 | 17393.593 | 1 | 1 | 2484.249 | 1 | 1 | 1 |  | #REF! |  | 70700.1804 | 217
8351 | 1762.222 | 16979.221 | 1 | 1 | 2294.06 | 1 | 1 | 1 |  | #REF! |  | 69603.4383 | 220
8352 | 1032.624 | 17024.091 | 1 | 1 | 3730.892 | 1 | 1 | 1 |  | #REF! |  | 70292.3228 | 199
8353 | 1032.624 | 17042.223 | 1 | 1 | 8876.359 | 1 | 1 | 1 |  | #REF! |  | 69890.5047 | 198
8354 | 1032.624 | 16993.198 | 1 | 1 | 14134.468 | 1 | 1 | 1 |  | #REF! |  | 67533.8755 | 183
8355 | 1032.624 | 17012.601 | 1 | 1 | 19029.368 | 1 | 1 | 1 |  | #REF! |  | 66508.8639 | 178
8356 | 1032.624 | 17018.535 | 1 | 1 | 22985.757 | 1 | 1 | 1 |  | #REF! |  | 65557.1174 | 179
8357 | 1032.624 | 17028.16 | 1 | 1 | 26885.009 | 1 | 1 | 1 |  | #REF! |  | 65219.233 | 173
8358 | 1762.222 | 17018.247 | 1 | 1 | 28502.346 | 1 | 1 | 1 |  | #REF! |  | 66117.9886 | 174
8359 | 6139.858 | 17127.245 | 1 | 1 | 104191.229 | 1 | 1 | 1 |  | #REF! |  | 67502.8528 | 190
8360 | 1762.222 | 17480.139 | 1 | 1 | 109721.785 | 1 | 1 | 1 |  | #REF! |  | 68405.6123 | 207
8361 | 1032.624 | 18424.51 | 1 | 1 | 106457.446 | 1 | 1 | 1 |  | #REF! |  | 73488.3018 | 191
8362 | 1153.24 | 19236.518 | 1 | 1 | 97245.156 | 1 | 1 | 1 |  | #REF! |  | 78393.7812 | 162
8363 | 1213.547 | 19812.431 | 1 | 1 | 85584.621 | 1 | 1 | 1 |  | #REF! |  | 78573.9725 | 146
8364 | 1213.547 | 19127.383 | 1 | 1 | 72175.454 | 1 | 1 | 1 |  | #REF! |  | 78337.3207 | 124
8365 | 6200.166 | 17305.933 | 1 | 1 | 56690.057 | 1 | 1 | 1 |  | #REF! |  | 74527.9442 | 124
8366 | 1762.222 | 17121.012 | 1 | 1 | 60120.527 | 1 | 1 | 1 |  | #REF! |  | 73075.8774 | 132
8367 | 1032.624 | 17919.251 | 1 | 1 | 59809.137 | 1 | 1 | 1 |  | #REF! |  | 75620.6923 | 126
8368 | 1032.624 | 17622.314 | 1 | 1 | 59979.017 | 1 | 1 | 1 |  | #REF! |  | 75107.6016 | 132
8369 | 1032.624 | 17419.56 | 1 | 1 | 62904.446 | 1 | 1 | 1 |  | #REF! |  | 76219.9979 | 149
8370 | 1762.222 | 16848.048 | 1 | 1 | 64879.564 | 1 | 1 | 1 |  | #REF! |  | 76045.8405 | 170
8371 | 6139.858 | 16873.854 | 1 | 1 | 59058.652 | 1 | 1 | 1 |  | #REF! |  | 74061.8091 | 185
8372 | 7599.07 | 18229.817 | 1 | 1 | 58441.272 | 1 | 1 | 1 |  | #REF! |  | 70955.5638 | 200
8373 | 1762.222 | 17770.088 | 1 | 1 | 68716.94 | 1 | 1 | 1 |  | #REF! |  | 68871.0015 | 200
8374 | 1762.222 | 17393.084 | 1 | 1 | 2371.191 | 1 | 1 | 1 |  | #REF! |  | 66835.2244 | 199
8375 | 1762.222 | 17024.813 | 1 | 1 | 2713.036 | 1 | 1 | 1 |  | #REF! |  | 66726.993 | 195
8376 | 1032.624 | 17091.603 | 1 | 1 | 6511.627 | 1 | 1 | 1 |  | #REF! |  | 67059.5187 | 178
8377 | 1032.624 | 20286.125 | 1 | 1 | 14920.353 | 1 | 1 | 1 |  | #REF! |  | 66900.1709 | 172
8378 | 1032.624 | 20366.213 | 1 | 1 | 22944.74 | 1 | 1 | 1 |  | #REF! |  | 64405.2621 | 164
8379 | 1032.624 | 20545.455 | 1 | 1 | 30946.123 | 1 | 1 | 1 |  | #REF! |  | 62161.542 | 165
8380 | 1032.624 | 20594.761 | 1 | 1 | 36509.867 | 1 | 1 | 1 |  | #REF! |  | 61722.7027 | 156
8381 | 1032.624 | 20627.081 | 1 | 1 | 41548.793 | 1 | 1 | 1 |  | #REF! |  | 61198.3047 | 155
8382 | 1762.222 | 20621.031 | 1 | 1 | 46463.212 | 1 | 1 | 1 |  | #REF! |  | 61706.1615 | 157
8383 | 6139.858 | 20752.647 | 1 | 1 | 125762.522 | 1 | 1 | 1 |  | #REF! |  | 62727.4293 | 168
8384 | 1762.222 | 48725.408 | 1 | 1 | 127634.838 | 1 | 1 | 1 |  | #REF! |  | 62658.2824 | 173
8385 | 1032.624 | 76657.903 | 1 | 1 | 119092.582 | 1 | 1 | 1 |  | #REF! |  | 63358.1751 | 180
8386 | 1153.24 | 92940.425 | 1 | 1 | 106626.693 | 1 | 1 | 1 |  | #REF! |  | 65338.7668 | 167
8387 | 1213.547 | 109021.764 | 1 | 1 | 96264.15 | 1 | 1 | 1 |  | #REF! |  | 66526.8378 | 163
8388 | 1213.547 | 92736.567 | 1 | 1 | 87573.284 | 1 | 1 | 1 |  | #REF! |  | 66633.9586 | 140
8389 | 6200.166 | 55409.582 | 1 | 1 | 71103.21 | 1 | 1 | 1 |  | #REF! |  | 63792.2594 | 133
8390 | 1762.222 | 74452.315 | 1 | 1 | 74685.169 | 1 | 1 | 1 |  | #REF! |  | 62975.1787 | 126
8391 | 1032.624 | 105993.144 | 1 | 1 | 72801.782 | 1 | 1 | 1 |  | #REF! |  | 63086.7339 | 123
8392 | 1032.624 | 90002.719 | 1 | 1 | 73017.259 | 1 | 1 | 1 |  | #REF! |  | 63038.6919 | 130
8393 | 1032.624 | 78236.71 | 1 | 1 | 77231.677 | 1 | 1 | 1 |  | #REF! |  | 64041.1187 | 156
8394 | 1762.222 | 46612.296 | 1 | 1 | 80038.767 | 1 | 1 | 1 |  | #REF! |  | 64170.7821 | 193
8395 | 6139.858 | 31517.276 | 1 | 1 | 73344.631 | 1 | 1 | 1 |  | #REF! |  | 65186.8271 | 206
8396 | 7599.07 | 32875.588 | 1 | 1 | 71651.283 | 1 | 1 | 1 |  | #REF! |  | 64577.356 | 210
8397 | 1762.222 | 18400.324 | 1 | 1 | 81625.674 | 1 | 1 | 1 |  | #REF! |  | 63788.4061 | 207
8398 | 1762.222 | 18014.403 | 1 | 1 | 4068.829 | 1 | 1 | 1 |  | #REF! |  | 62947.3371 | 202
8399 | 1762.222 | 17682.595 | 1 | 1 | 7870.838 | 1 | 1 | 1 |  | #REF! |  | 63077.631 | 200
8400 | 1032.624 | 17832.403 | 1 | 1 | 16073.854 | 1 | 1 | 1 |  | #REF! |  | 64074.6196 | 195
8401 | 1032.624 | 17906.782 | 1 | 1 | 20617.285 | 1 | 1 | 1 |  | #REF! |  | 63491.5626 | 189
8402 | 1032.624 | 17880.948 | 1 | 1 | 24534.592 | 1 | 1 | 1 |  | #REF! |  | 61949.4055 | 182
8403 | 1032.624 | 17926.656 | 1 | 1 | 28275.914 | 1 | 1 | 1 |  | #REF! |  | 60728.7698 | 181
8404 | 1032.624 | 18028.709 | 1 | 1 | 32308.012 | 1 | 1 | 1 |  | #REF! |  | 59282.7077 | 176
8405 | 1032.624 | 18100.286 | 1 | 1 | 35380.834 | 1 | 1 | 1 |  | #REF! |  | 59498.5128 | 175
8406 | 1762.222 | 18176.22 | 1 | 1 | 39143.894 | 1 | 1 | 1 |  | #REF! |  | 59542.4178 | 174
8407 | 6139.858 | 18344.581 | 1 | 1 | 116832.295 | 1 | 1 | 1 |  | #REF! |  | 59302.6451 | 180
8408 | 1762.222 | 48409.174 | 1 | 1 | 119276.457 | 1 | 1 | 1 |  | #REF! |  | 59579.3942 | 185
8409 | 1032.624 | 76200.537 | 1 | 1 | 111125.204 | 1 | 1 | 1 |  | #REF! |  | 59393.8334 | 183
8410 | 1153.24 | 92160.339 | 1 | 1 | 98557.448 | 1 | 1 | 1 |  | #REF! |  | 58382.9084 | 171
8411 | 1213.547 | 107978.476 | 1 | 1 | 89701.921 | 1 | 1 | 1 |  | #REF! |  | 58507.4214 | 152
8412 | 1213.547 | 91258.63 | 1 | 1 | 78325.841 | 1 | 1 | 1 |  | #REF! |  | 58512.5815 | 134
8413 | 6200.166 | 54113.914 | 1 | 1 | 65071 | 1 | 1 | 1 | 923.343 | 0 |  | 58266.7539 | 128
8414 | 1762.222 | 73306.736 | 1 | 1 | 72164.147 | 1 | 1 | 1 |  | #REF! |  | 58563.5894 | 121
8415 | 1032.624 | 104992.002 | 1 | 1 | 73509.252 | 1 | 1 | 1 |  | #REF! |  | 59189.8629 | 121
8416 | 1032.624 | 89121.223 | 1 | 1 | 74001.059 | 1 | 1 | 1 |  | #REF! |  | 59632.0961 | 125
8417 | 1032.624 | 77364.343 | 1 | 1 | 76824.167 | 1 | 1 | 1 |  | #REF! |  | 60541.1405 | 158
8418 | 1762.222 | 45729.097 | 1 | 1 | 77450.529 | 1 | 1 | 1 |  | #REF! |  | 61700.3691 | 192
8419 | 6139.858 | 31009.421 | 1 | 1 | 70672.756 | 1 | 1 | 1 |  | #REF! |  | 63933.8682 | 215
8420 | 7599.07 | 32264.415 | 1 | 1 | 66242.53 | 1 | 1 | 1 |  | #REF! |  | 63750.1874 | 216
8421 | 1762.222 | 18030.474 | 1 | 1 | 74637.9 | 1 | 1 | 1 |  | #REF! |  | 63762.1545 | 217
8422 | 1762.222 | 17617.124 | 1 | 1 | 3095.555 | 1 | 1 | 1 |  | #REF! |  | 62584.1302 | 214
8423 | 1762.222 | 17197.544 | 1 | 1 | 2191.027 | 1 | 1 | 1 |  | #REF! |  | 63239.5691 | 208
8424 | 1032.624 | 17219.154 | 1 | 1 | 3509.308 | 1 | 1 | 1 |  | #REF! |  | 63894.9932 | 194
8425 | 1032.624 | 17337.586 | 1 | 1 | 8591.473 | 1 | 1 | 1 |  | #REF! |  | 62903.0764 | 178
8426 | 1032.624 | 17314.739 | 1 | 1 | 12892.537 | 1 | 1 | 1 |  | #REF! |  | 59486.4745 | 172
8427 | 1032.624 | 17374.715 | 1 | 1 | 17389.86 | 1 | 1 | 1 |  | #REF! |  | 58512.4562 | 172
8428 | 1032.624 | 17427.514 | 1 | 1 | 21471.544 | 1 | 1 | 1 |  | #REF! |  | 59133.8633 | 167
8429 | 1032.624 | 17455.673 | 1 | 1 | 24722.51 | 1 | 1 | 1 |  | #REF! |  | 60007.2141 | 168
8430 | 1762.222 | 17477.705 | 1 | 1 | 28621.574 | 1 | 1 | 1 |  | #REF! |  | 61638.0765 | 165
8431 | 6139.858 | 17620.202 | 1 | 1 | 107725.649 | 1 | 1 | 1 |  | #REF! |  | 63089.592 | 176
8432 | 1762.222 | 47831.674 | 1 | 1 | 109907.758 | 1 | 1 | 1 |  | #REF! |  | 67521.7216 | 198
8433 | 1032.624 | 75398.525 | 1 | 1 | 103159.297 | 1 | 1 | 1 |  | #REF! |  | 71170.6034 | 180
8434 | 1153.24 | 91275.524 | 1 | 1 | 91833.464 | 1 | 1 | 1 |  | #REF! |  | 77420.455 | 149
8435 | 1213.547 | 106573.558 | 1 | 1 | 77497.59 | 1 | 1 | 1 |  | #REF! |  | 79416.625 | 143
8436 | 1213.547 | 89911.496 | 1 | 1 | 67629.496 | 1 | 1 | 1 |  | #REF! |  | 79295.9912 | 109
8437 | 6200.166 | 52698.584 | 1 | 1 | 52204.782 | 1 | 1 | 1 |  | #REF! |  | 75703.3181 | 108
8438 | 1762.222 | 71676.247 | 1 | 1 | 56169.087 | 1 | 1 | 1 |  | #REF! |  | 74346.8473 | 115
8439 | 1032.624 | 103119.945 | 1 | 1 | 53772.678 | 1 | 1 | 1 |  | #REF! |  | 76811.2351 | 105
8440 | 1032.624 | 87114.165 | 1 | 1 | 51541.167 | 1 | 1 | 1 |  | #REF! |  | 76258.0691 | 106
8441 | 1032.624 | 75501.893 | 1 | 1 | 55772.296 | 1 | 1 | 1 |  | #REF! |  | 76082.9997 | 129
8442 | 1762.222 | 44157.625 | 1 | 1 | 59585.896 | 1 | 1 | 1 |  | #REF! |  | 76757.4666 | 147
8443 | 6139.858 | 30126.458 | 1 | 1 | 53442.939 | 1 | 1 | 1 |  | #REF! |  | 75769.577 | 172
8444 | 7599.07 | 31464.994 | 1 | 1 | 51692.726 | 1 | 1 | 1 |  | #REF! |  | 72804.2981 | 186
8445 | 1762.222 | 17554.301 | 1 | 1 | 62056.376 | 1 | 1 | 1 |  | #REF! |  | 70554.1661 | 197
8446 | 1762.222 | 17163.748 | 1 | 1 | 2984.775 | 1 | 1 | 1 |  | #REF! |  | 68192.4534 | 195
8447 | 1762.222 | 16807.753 | 1 | 1 | 1685.106 | 1 | 1 | 1 |  | #REF! |  | 68076.4606 | 189
8448 | 1032.624 | 16929.052 | 1 | 1 | 1516.96 | 1 | 1 | 1 |  | #REF! |  | 68109.457 | 173
8449 | 1032.624 | 17045.382 | 1 | 1 | 2219.467 | 1 | 1 | 1 |  | #REF! |  | 67853.228 | 167
8450 | 1032.624 | 17099.758 | 1 | 1 | 7761.225 | 1 | 1 | 1 |  | #REF! |  | 64885.0572 | 166
8451 | 1032.624 | 17236.339 | 1 | 1 | 14159.281 | 1 | 1 | 1 |  | #REF! |  | 63821.5233 | 153
8452 | 1032.624 | 17323.306 | 1 | 1 | 19179.831 | 1 | 1 | 1 |  | #REF! |  | 63654.5677 | 148
8453 | 1032.624 | 17402.022 | 1 | 1 | 23708.428 | 1 | 1 | 1 |  | #REF! |  | 63240.0933 | 148
8454 | 1762.222 | 17457.216 | 1 | 1 | 28504.053 | 1 | 1 | 1 |  | #REF! |  | 64135.2855 | 156
8455 | 6139.858 | 17585.68 | 1 | 1 | 107497.348 | 1 | 1 | 1 |  | #REF! |  | 65481.0585 | 165
8456 | 1762.222 | 47667.069 | 1 | 1 | 110541.827 | 1 | 1 | 1 |  | #REF! |  | 66576.8038 | 191
8457 | 1032.624 | 75086.217 | 1 | 1 | 101703.712 | 1 | 1 | 1 |  | #REF! |  | 72436.3169 | 172
8458 | 1153.24 | 90828.239 | 1 | 1 | 89315.939 | 1 | 1 | 1 |  | #REF! |  | 77833.5298 | 159
8459 | 1213.547 | 106283.35 | 1 | 1 | 77763.721 | 1 | 1 | 1 |  | #REF! |  | 78661.4494 | 147
8460 | 1213.547 | 89709.995 | 1 | 1 | 68652.024 | 1 | 1 | 1 |  | #REF! |  | 78360.0782 | 127
8461 | 6200.166 | 52419.354 | 1 | 1 | 51389.358 | 1 | 1 | 1 |  | #REF! |  | 74125.8782 | 111
8462 | 1762.222 | 71422.417 | 1 | 1 | 55269.376 | 1 | 1 | 1 |  | #REF! |  | 71805.0956 | 110
8463 | 1032.624 | 102905.268 | 1 | 1 | 53426.839 | 1 | 1 | 1 |  | #REF! |  | 74772.1453 | 115
8464 | 1032.624 | 87093.339 | 1 | 1 | 53695.063 | 1 | 1 | 1 |  | #REF! |  | 74732.734 | 125
8465 | 1032.624 | 75454.2 | 1 | 1 | 57117.241 | 1 | 1 | 1 |  | #REF! |  | 75413.198 | 138
8466 | 1762.222 | 44107.401 | 1 | 1 | 60855.335 | 1 | 1 | 1 |  | #REF! |  | 76702.2233 | 171
8467 | 6139.858 | 30128.374 | 1 | 1 | 54394.724 | 1 | 1 | 1 |  | #REF! |  | 76230.5541 | 191
8468 | 7599.07 | 31471.555 | 1 | 1 | 52689.886 | 1 | 1 | 1 |  | #REF! |  | 74106.0129 | 209
8469 | 1762.222 | 17592.58 | 1 | 1 | 63452.609 | 1 | 1 | 1 |  | #REF! |  | 72975.6753 | 215
8470 | 1762.222 | 17195.392 | 1 | 1 | 2985.853 | 1 | 1 | 1 |  | #REF! |  | 71306.0669 | 226
8471 | 1762.222 | 16858.042 | 1 | 1 | 1693.298 | 1 | 1 | 1 |  | #REF! |  | 69935.7916 | 210
8472 | 1032.624 | 16953.303 | 1 | 1 | 1542.101 | 1 | 1 | 1 |  | #REF! |  | 69612.6592 | 194
8473 | 1032.624 | 17041.775 | 1 | 1 | 2185.778 | 1 | 1 | 1 |  | #REF! |  | 69409.0862 | 195
8474 | 1032.624 | 17050.625 | 1 | 1 | 6815.227 | 1 | 1 | 1 |  | #REF! |  | 66917.7466 | 183
8475 | 1032.624 | 17149.774 | 1 | 1 | 12281.854 | 1 | 1 | 1 |  | #REF! |  | 65662.3155 | 175
8476 | 1032.624 | 17217.777 | 1 | 1 | 16865.934 | 1 | 1 | 1 |  | #REF! |  | 65509.3267 | 176
8477 | 1032.624 | 17264.971 | 1 | 1 | 20619.862 | 1 | 1 | 1 |  | #REF! |  | 65944.2087 | 173
8478 | 1762.222 | 17306.598 | 1 | 1 | 25046.295 | 1 | 1 | 1 |  | #REF! |  | 66452.7563 | 172
8479 | 6139.858 | 17447.303 | 1 | 1 | 104441.175 | 1 | 1 | 1 |  | #REF! |  | 67812.2343 | 164
8480 | 1762.222 | 47383.885 | 1 | 1 | 107006.98 | 1 | 1 | 1 |  | #REF! |  | 69493.4675 | 197
8481 | 1032.624 | 74855.005 | 1 | 1 | 99817.733 | 1 | 1 | 1 |  | #REF! |  | 74631.4656 | 183
8482 | 1153.24 | 90504.458 | 1 | 1 | 86463.555 | 1 | 1 | 1 |  | #REF! |  | 79585.4199 | 156
8483 | 1213.547 | 105991.961 | 1 | 1 | 75602.692 | 1 | 1 | 1 |  | #REF! |  | 79629.041 | 129
8484 | 1213.547 | 89526.559 | 1 | 1 | 67978.679 | 1 | 1 | 1 |  | #REF! |  | 78689.1573 | 107
8485 | 6200.166 | 52067.702 | 1 | 1 | 47799.089 | 1 | 1 | 1 |  | #REF! |  | 75134.1887 | 105
8486 | 1762.222 | 70893.34 | 1 | 1 | 49245.086 | 1 | 1 | 1 |  | #REF! |  | 73749.0975 | 111
8487 | 1032.624 | 102218.309 | 1 | 1 | 45369.739 | 1 | 1 | 1 |  | #REF! |  | 76272.2594 | 112
8488 | 1032.624 | 86381.499 | 1 | 1 | 45389.374 | 1 | 1 | 1 |  | #REF! |  | 76380.4183 | 117
8489 | 1032.624 | 74823.053 | 1 | 1 | 49832.812 | 1 | 1 | 1 |  | #REF! |  | 77466.0795 | 138
8490 | 1762.222 | 43556.956 | 1 | 1 | 54260.12 | 1 | 1 | 1 |  | #REF! |  | 77264.6478 | 152
8491 | 6139.858 | 29890.823 | 1 | 1 | 49165.544 | 1 | 1 | 1 |  | #REF! |  | 75895.5146 | 182
8492 | 7599.07 | 31321.018 | 1 | 1 | 49301.429 | 1 | 1 | 1 |  | #REF! |  | 73354.4924 | 202
8493 | 1762.222 | 17542.038 | 1 | 1 | 61532.248 | 1 | 1 | 1 |  | #REF! |  | 71273.9979 | 205
8494 | 1762.222 | 17202.704 | 1 | 1 | 2986.965 | 1 | 1 | 1 |  | #REF! |  | 69952.5511 | 196
8495 | 1762.222 | 16905.077 | 1 | 1 | 1715.911 | 1 | 1 | 1 |  | #REF! |  | 69144.4805 | 189
8496 | 1032.624 | 17063.958 | 1 | 1 | 2092.642 | 1 | 1 | 1 |  | #REF! |  | 69347.1097 | 169
8497 | 1032.624 | 17044.889 | 1 | 1 | 7415.307 | 1 | 1 | 1 |  | #REF! |  | 68089.0385 | 159
8498 | 1032.624 | 17097.065 | 1 | 1 | 16605.453 | 1 | 1 | 1 |  | #REF! |  | 64332.4129 | 155
8499 | 1032.624 | 17221.736 | 1 | 1 | 24972.135 | 1 | 1 | 1 |  | #REF! |  | 63677.6266 | 155
8500 | 1032.624 | 17273.187 | 1 | 1 | 30502.414 | 1 | 1 | 1 |  | #REF! |  | 64315.4793 | 140
8501 | 1032.624 | 17327.362 | 1 | 1 | 35747.393 | 1 | 1 | 1 |  | #REF! |  | 64384.5358 | 146
8502 | 1762.222 | 17363.323 | 1 | 1 | 39180.578 | 1 | 1 | 1 |  | #REF! |  | 65309.0843 | 149
8503 | 6139.858 | 17520.342 | 1 | 1 | 116115.831 | 1 | 1 | 1 |  | #REF! |  | 66780.4542 | 161
8504 | 1762.222 | 32464.618 | 1 | 1 | 121274.029 | 1 | 1 | 1 |  | #REF! |  | 69131.5894 | 189
8505 | 1032.624 | 33192.518 | 1 | 1 | 115611.292 | 1 | 1 | 1 |  | #REF! |  | 73352.6547 | 171
8506 | 1153.24 | 33775.137 | 1 | 1 | 104487.769 | 1 | 1 | 1 |  | #REF! |  | 78842.2485 | 141
8507 | 1213.547 | 34195.913 | 1 | 1 | 93666.607 | 1 | 1 | 1 |  | #REF! |  | 79023.979 | 126
8508 | 1213.547 | 33384.285 | 1 | 1 | 83879.172 | 1 | 1 | 1 |  | #REF! |  | 78299.0219 | 99
8509 | 6200.166 | 31346.948 | 1 | 1 | 66060.118 | 1 | 1 | 1 |  | #REF! |  | 73720.6318 | 98
8510 | 1762.222 | 31048.525 | 1 | 1 | 68910.156 | 1 | 1 | 1 |  | #REF! |  | 72125.9802 | 98
8511 | 1032.624 | 31795.316 | 1 | 1 | 68020.163 | 1 | 1 | 1 |  | #REF! |  | 73610.9866 | 100
8512 | 1032.624 | 31477.522 | 1 | 1 | 67922.12 | 1 | 1 | 1 |  | #REF! |  | 73480.1152 | 107
8513 | 1032.624 | 31285.325 | 1 | 1 | 72418.137 | 1 | 1 | 1 |  | #REF! |  | 74804.2847 | 119
8514 | 1762.222 | 30736.286 | 1 | 1 | 74821.328 | 1 | 1 | 1 |  | #REF! |  | 75257.5753 | 137
8515 | 6139.858 | 30783.617 | 1 | 1 | 69108.425 | 1 | 1 | 1 |  | #REF! |  | 74823.5946 | 168
8516 | 7599.07 | 32174.338 | 1 | 1 | 67214.564 | 1 | 1 | 1 |  | #REF! |  | 72984.1718 | 184
8517 | 1762.222 | 18022.831 | 1 | 1 | 77785.679 | 1 | 1 | 1 |  | #REF! |  | 71800.0397 | 189
8518 | 1762.222 | 17645.996 | 1 | 1 | 3270.803 | 1 | 1 | 1 |  | #REF! |  | 69375.9607 | 191
8519 | 1762.222 | 17275.205 | 1 | 1 | 8378.688 | 1 | 1 | 1 |  | #REF! |  | 68620.7523 | 188
8520 | 1032.624 | 17338.402 | 1 | 1 | 16500.179 | 1 | 1 | 1 |  | #REF! |  | 68820.8602 | 182
8521 | 1032.624 | 17339.946 | 1 | 1 | 21511.922 | 1 | 1 | 1 |  | #REF! |  | 67791.3376 | 172
8522 | 1032.624 | 17295.474 | 1 | 1 | 26724.115 | 1 | 1 | 1 |  | #REF! |  | 64189.8986 | 169
8523 | 1032.624 | 17307.326 | 1 | 1 | 31223.104 | 1 | 1 | 1 |  | #REF! |  | 63946.1396 | 162
8524 | 1032.624 | 17303.538 | 1 | 1 | 34635.93 | 1 | 1 | 1 |  | #REF! |  | 63938.0291 | 161
8525 | 1032.624 | 17325.068 | 1 | 1 | 38830.409 | 1 | 1 | 1 |  | #REF! |  | 64079.7449 | 155
8526 | 1762.222 | 17311.362 | 1 | 1 | 40235.536 | 1 | 1 | 1 |  | #REF! |  | 64716.9647 | 150
8527 | 6139.858 | 17418.587 | 1 | 1 | 115350.703 | 1 | 1 | 1 |  | #REF! |  | 65971.8745 | 158
8528 | 1762.222 | 17740.13 | 1 | 1 | 119768.719 | 1 | 1 | 1 |  | #REF! |  | 67206.0613 | 184
8529 | 1032.624 | 18564.602 | 1 | 1 | 112201.851 | 1 | 1 | 1 |  | #REF! |  | 71276.4376 | 172
8530 | 1153.24 | 19309.259 | 1 | 1 | 100140.383 | 1 | 1 | 1 |  | #REF! |  | 77540.5196 | 142
8531 | 1213.547 | 19847.952 | 1 | 1 | 86865.441 | 1 | 1 | 1 |  | #REF! |  | 77277.3915 | 127
8532 | 1213.547 | 19210.77 | 1 | 1 | 74814.867 | 1 | 1 | 1 |  | #REF! |  | 76151.5279 | 114
8533 | 6200.166 | 17277.385 | 1 | 1 | 54303.572 | 1 | 1 | 1 |  | #REF! |  | 71847.5046 | 100
8534 | 1762.222 | 17069.343 | 1 | 1 | 56407.739 | 1 | 1 | 1 |  | #REF! |  | 70396.3575 | 98
8535 | 1032.624 | 17862.617 | 1 | 1 | 55926.293 | 1 | 1 | 1 |  | #REF! |  | 72350.3304 | 103
8536 | 1032.624 | 17585.208 | 1 | 1 | 56756.639 | 1 | 1 | 1 |  | #REF! |  | 72199.1456 | 99
8537 | 1032.624 | 17399.291 | 1 | 1 | 60009.714 | 1 | 1 | 1 |  | #REF! |  | 72754.3817 | 117
8538 | 1762.222 | 16901.757 | 1 | 1 | 65219.005 | 1 | 1 | 1 |  | #REF! |  | 72707.8213 | 131
8539 | 6139.858 | 16943.295 | 1 | 1 | 60024.299 | 1 | 1 | 1 |  | #REF! |  | 71807.1368 | 155
8540 | 7599.07 | 18318.292 | 1 | 1 | 60231.585 | 1 | 1 | 1 |  | #REF! |  | 70223.19 | 172
8541 | 1762.222 | 17865.182 | 1 | 1 | 70941.192 | 1 | 1 | 1 |  | #REF! |  | 67980.5265 | 181
8542 | 1762.222 | 17516.19 | 1 | 1 | 2433.326 | 1 | 1 | 1 |  | #REF! |  | 66424.7994 | 179
8543 | 1762.222 | 17147.077 | 1 | 1 | 3593.516 | 1 | 1 | 1 |  | #REF! |  | 65706.9583 | 144
8544 | 1032.624 | 17225.505 | 1 | 1 | 11021.097 | 1 | 1 | 1 |  | #REF! |  | 66119.9537 | 163
8545 | 1032.624 | 21067.865 | 1 | 1 | 20057.078 | 1 | 1 | 1 |  | #REF! |  | 65213.7299 | 152
8546 | 1032.624 | 21094.992 | 1 | 1 | 27919.085 | 1 | 1 | 1 |  | #REF! |  | 62011.7254 | 144
8547 | 1032.624 | 21240.592 | 1 | 1 | 35949.594 | 1 | 1 | 1 |  | #REF! |  | 60393.8608 | 124
8548 | 1032.624 | 21248.001 | 1 | 1 | 41237.228 | 1 | 1 | 1 |  | #REF! |  | 59182.5773 | 118
8549 | 1032.624 | 21314.521 | 1 | 1 | 46795.703 | 1 | 1 | 1 |  | #REF! |  | 59481.5793 | 123
8550 | 1762.222 | 21316.561 | 1 | 1 | 52120.644 | 1 | 1 | 1 |  | #REF! |  | 60063.9337 | 140
8551 | 6139.858 | 21399.879 | 1 | 1 | 131097.241 | 1 | 1 | 1 |  | #REF! |  | 60241.2447 | 140
8552 | 1762.222 | 48901.743 | 1 | 1 | 133633.529 | 1 | 1 | 1 |  | #REF! |  | 59707.0505 | 141
8553 | 1032.624 | 76814.23 | 1 | 1 | 124165.14 | 1 | 1 | 1 |  | #REF! |  | 60365.7365 | 144
8554 | 1153.24 | 93083.186 | 1 | 1 | 110059.443 | 1 | 1 | 1 |  | #REF! |  | 62522.9161 | 141
8555 | 1213.547 | 109114.555 | 1 | 1 | 96878.54 | 1 | 1 | 1 |  | #REF! |  | 62881.88 | 133
8556 | 1213.547 | 92750.066 | 1 | 1 | 85503.796 | 1 | 1 | 1 |  | #REF! |  | 61895.3069 | 119
8557 | 6200.166 | 55402.274 | 1 | 1 | 67534.385 | 1 | 1 | 1 |  | #REF! |  | 59527.3268 | 102
8558 | 1762.222 | 74433.844 | 1 | 1 | 70509.038 | 1 | 1 | 1 |  | #REF! |  | 58182.7078 | 96
8559 | 1032.624 | 105961.119 | 1 | 1 | 68512.674 | 1 | 1 | 1 |  | #REF! |  | 58685.2164 | 85
8560 | 1032.624 | 90033.92 | 1 | 1 | 70240.824 | 1 | 1 | 1 |  | #REF! |  | 58779.7196 | 93
8561 | 1032.624 | 78332.405 | 1 | 1 | 75911.839 | 1 | 1 | 1 |  | #REF! |  | 59189.6799 | 98
8562 | 1762.222 | 46763.858 | 1 | 1 | 79942.424 | 1 | 1 | 1 |  | #REF! |  | 59677.199 | 122
8563 | 6139.858 | 31725.749 | 1 | 1 | 75005.112 | 1 | 1 | 1 |  | #REF! |  | 60853.062 | 137
8564 | 7599.07 | 33137.617 | 1 | 1 | 74595.898 | 1 | 1 | 1 |  | #REF! |  | 59954.686 | 149
8565 | 1762.222 | 18625.611 | 1 | 1 | 86340.884 | 1 | 1 | 1 |  | #REF! |  | 59433.5672 | 158
8566 | 1762.222 | 18350.087 | 1 | 1 | 8162.132 | 1 | 1 | 1 |  | #REF! |  | 58167.2819 | 155
8567 | 1762.222 | 18114.03 | 1 | 1 | 15869.86 | 1 | 1 | 1 |  | #REF! |  | 58768.8954 | 154
8568 | 1032.624 | 18311.555 | 1 | 1 | 24902.33 | 1 | 1 | 1 |  | #REF! |  | 59584.4883 | 145
8569 | 1032.624 | 18499.533 | 1 | 1 | 30954.267 | 1 | 1 | 1 |  | #REF! |  | 58972.7505 | 141
8570 | 1032.624 | 18614.527 | 1 | 1 | 36778.034 | 1 | 1 | 1 |  | #REF! |  | 56593.9298 | 129
8571 | 1032.624 | 18810.452 | 1 | 1 | 42229.228 | 1 | 1 | 1 |  | #REF! |  | 55775.5727 | 123
8572 | 1032.624 | 18967.31 | 1 | 1 | 46387.761 | 1 | 1 | 1 |  | #REF! |  | 56230.7698 | 117
8573 | 1032.624 | 19145.309 | 1 | 1 | 50085.085 | 1 | 1 | 1 |  | #REF! |  | 56544.5983 | 112
8574 | 1762.222 | 19314.923 | 1 | 1 | 54486.254 | 1 | 1 | 1 |  | #REF! |  | 56793.0445 | 116
8575 | 6139.858 | 19555.629 | 1 | 1 | 132284.286 | 1 | 1 | 1 |  | #REF! |  | 57007.4316 | 116
8576 | 1762.222 | 48901.163 | 1 | 1 | 134580.261 | 1 | 1 | 1 |  | #REF! |  | 56996.623 | 118
8577 | 1032.624 | 76816.312 | 1 | 1 | 127232.376 | 1 | 1 | 1 |  | #REF! |  | 56012.3393 | 129
8578 | 1153.24 | 93214.448 | 1 | 1 | 118778.34 | 1 | 1 | 1 |  | #REF! |  | 56463.112 | 129
8579 | 1213.547 | 109179.035 | 1 | 1 | 109094.321 | 1 | 1 | 1 |  | #REF! |  | 57884.8323 | 134
8580 | 1213.547 | 92519.615 | 1 | 1 | 95312.837 | 1 | 1 | 1 |  | #REF! |  | 58641.7032 | 123
8581 | 6200.166 | 55047.852 | 1 | 1 | 75623.036 | 1 | 1 | 1 |  | #REF! |  | 58118.6039 | 115
8582 | 1762.222 | 73949.401 | 1 | 1 | 77006.234 | 1 | 1 | 1 |  | #REF! |  | 57281.1873 | 116
8583 | 1032.624 | 105292.088 | 1 | 1 | 72535.798 | 1 | 1 | 1 |  | #REF! |  | 56409.3573 | 117
8584 | 1032.624 | 89424.471 | 1 | 1 | 74105.696 | 1 | 1 | 1 |  | #REF! |  | 56751.3756 | 120
8585 | 1032.624 | 77721.819 | 1 | 1 | 77804.011 | 1 | 1 | 1 |  | #REF! |  | 57223.0736 | 130
8586 | 1762.222 | 46302.68 | 1 | 1 | 82210.76 | 1 | 1 | 1 |  | #REF! |  | 57359.9037 | 146
8587 | 6139.858 | 31451.716 | 1 | 1 | 75340.025 | 1 | 1 | 1 |  | #REF! |  | 58822.4717 | 153
8588 | 7599.07 | 32853.661 | 1 | 1 | 73961.895 | 1 | 1 | 1 |  | #REF! |  | 58412.3841 | 152
8589 | 1762.222 | 18475.867 | 1 | 1 | 84231.48 | 1 | 1 | 1 |  | #REF! |  | 58395.6502 | 152
8590 | 1762.222 | 18100.589 | 1 | 1 | 5170.558 | 1 | 1 | 1 |  | #REF! |  | 57609.3655 | 156
8591 | 1762.222 | 17803.121 | 1 | 1 | 11179.471 | 1 | 1 | 1 |  | #REF! |  | 58474.7695 | 151
8592 | 1032.624 | 17943.316 | 1 | 1 | 19602.69 | 1 | 1 | 1 |  | #REF! |  | 60286.6832 | 144
8593 | 1032.624 | 18063.417 | 1 | 1 | 25254.294 | 1 | 1 | 1 |  | #REF! |  | 59297.7216 | 144
8594 | 1032.624 | 18095.195 | 1 | 1 | 30490.455 | 1 | 1 | 1 |  | #REF! |  | 56014.3651 | 139
8595 | 1032.624 | 18243.087 | 1 | 1 | 36204.212 | 1 | 1 | 1 |  | #REF! |  | 54632.075 | 142
8596 | 1032.624 | 18313.573 | 1 | 1 | 39768.008 | 1 | 1 | 1 |  | #REF! |  | 54111.478 | 144
8597 | 1032.624 | 18450.304 | 1 | 1 | 43725.941 | 1 | 1 | 1 |  | #REF! |  | 54862.2682 | 145
8598 | 1762.222 | 18580.574 | 1 | 1 | 47709.193 | 1 | 1 | 1 |  | #REF! |  | 55713.0772 | 144
8599 | 6139.858 | 18814.584 | 1 | 1 | 125830.689 | 1 | 1 | 1 |  | #REF! |  | 55620.9306 | 140
8600 | 1762.222 | 48684.444 | 1 | 1 | 127888.211 | 1 | 1 | 1 |  | #REF! |  | 56619.4647 | 160
8601 | 1032.624 | 76469.457 | 1 | 1 | 118785.195 | 1 | 1 | 1 |  | #REF! |  | 57854.0323 | 157
8602 | 1153.24 | 92360.177 | 1 | 1 | 103672.806 | 1 | 1 | 1 |  | #REF! |  | 57981.4796 | 143
8603 | 1213.547 | 107975.51 | 1 | 1 | 90330.502 | 1 | 1 | 1 |  | #REF! |  | 57917.5609 | 130
8604 | 1213.547 | 91384.844 | 1 | 1 | 81332.311 | 1 | 1 | 1 | 5788.0259 | 0 |  | 57352.985 | 126
8605 | 6200.166 | 53910.475 | 1 | 1 | 62264.546 | 1 | 1 | 1 |  | #REF! |  | 56790.1852 | 111
8606 | 1762.222 | 72847.354 | 1 | 1 | 65663.888 | 1 | 1 | 1 | 16326.4255 | 0 |  | 56829.921 | 111
8607 | 1032.624 | 104457.24 | 1 | 1 | 66399.274 | 1 | 1 | 1 | 77.661 | 0 |  | 57070.1568 | 106
8608 | 1032.624 | 88723.826 | 1 | 1 | 68817.683 | 1 | 1 | 1 |  | #REF! |  | 57448.7483 | 111
8609 | 1032.624 | 77120.87 | 1 | 1 | 73728.057 | 1 | 1 | 1 |  | #REF! |  | 59057.4998 | 126
8610 | 1762.222 | 45683.162 | 1 | 1 | 76940.019 | 1 | 1 | 1 |  | #REF! |  | 60260.2297 | 155
8611 | 6139.858 | 31076.379 | 1 | 1 | 71075.327 | 1 | 1 | 1 |  | #REF! |  | 62490.588 | 181
8612 | 7599.07 | 32541.844 | 1 | 1 | 70486.087 | 1 | 1 | 1 |  | #REF! |  | 61702.5127 | 182
8613 | 1762.222 | 18338.595 | 1 | 1 | 81684.49 | 1 | 1 | 1 |  | #REF! |  | 61409.6609 | 188
8614 | 1762.222 | 18022.666 | 1 | 1 | 4548.254 | 1 | 1 | 1 |  | #REF! |  | 60826.3768 | 191
8615 | 1762.222 | 17748.751 | 1 | 1 | 10677.764 | 1 | 1 | 1 |  | #REF! |  | 60717.4835 | 170
8616 | 1032.624 | 17924.504 | 1 | 1 | 19959.179 | 1 | 1 | 1 |  | #REF! |  | 62567.3453 | 171
8617 | 1032.624 | 18122.469 | 1 | 1 | 27501.344 | 1 | 1 | 1 |  | #REF! |  | 60786.3654 | 150
8618 | 1032.624 | 18255.183 | 1 | 1 | 35273.582 | 1 | 1 | 1 |  | #REF! |  | 59267.2272 | 144
8619 | 1032.624 | 18443.448 | 1 | 1 | 42102.1 | 1 | 1 | 1 |  | #REF! |  | 58122.4333 | 146
8620 | 1032.624 | 18585.672 | 1 | 1 | 47008.621 | 1 | 1 | 1 |  | #REF! |  | 58105.8989 | 137
8621 | 1032.624 | 18807.163 | 1 | 1 | 51669.559 | 1 | 1 | 1 |  | #REF! |  | 58597.3657 | 138
8622 | 1762.222 | 19008.152 | 1 | 1 | 56630.995 | 1 | 1 | 1 |  | #REF! |  | 60291.764 | 136
8623 | 6139.858 | 19286.226 | 1 | 1 | 134779.489 | 1 | 1 | 1 |  | #REF! |  | 61830.8784 | 148
8624 | 1762.222 | 48934.779 | 1 | 1 | 136575.079 | 1 | 1 | 1 |  | #REF! |  | 65239.9708 | 174
8625 | 1032.624 | 76821.054 | 1 | 1 | 128551.415 | 1 | 1 | 1 |  | #REF! |  | 69174.5954 | 163
8626 | 1153.24 | 92885.436 | 1 | 1 | 115499.228 | 1 | 1 | 1 |  | #REF! |  | 75302.4136 | 144
8627 | 1213.547 | 108613.922 | 1 | 1 | 102642.278 | 1 | 1 | 1 |  | #REF! |  | 75897.6732 | 127
8628 | 1213.547 | 92207.581 | 1 | 1 | 94838.969 | 1 | 1 | 1 |  | #REF! |  | 75004.7302 | 116
8629 | 6200.166 | 55075.272 | 1 | 1 | 81525.655 | 1 | 1 | 1 |  | #REF! |  | 71509.0295 | 106
8630 | 1762.222 | 74117.591 | 1 | 1 | 85108.173 | 1 | 1 | 1 |  | #REF! |  | 69591.7693 | 98
8631 | 1032.624 | 105841.077 | 1 | 1 | 86680.574 | 1 | 1 | 1 |  | #REF! |  | 72451.2047 | 111
8632 | 1032.624 | 90150.615 | 1 | 1 | 89571.366 | 1 | 1 | 1 |  | #REF! |  | 72597.5589 | 119
8633 | 1032.624 | 78423.989 | 1 | 1 | 92595.176 | 1 | 1 | 1 |  | #REF! |  | 73575.5454 | 140
8634 | 1762.222 | 46755.312 | 1 | 1 | 92866.112 | 1 | 1 | 1 |  | #REF! |  | 75151.0255 | 171
8635 | 6139.858 | 32021.329 | 1 | 1 | 86791.145 | 1 | 1 | 1 |  | #REF! |  | 75421.0281 | 192
8636 | 7599.07 | 33417.845 | 1 | 1 | 85440.278 | 1 | 1 | 1 |  | #REF! |  | 73071.3924 | 206
8637 | 1762.222 | 18929.719 | 1 | 1 | 95784.184 | 1 | 1 | 1 |  | #REF! |  | 70380.9609 | 207
8638 | 1762.222 | 18646.076 | 1 | 1 | 17280.962 | 1 | 1 | 1 |  | #REF! |  | 67971.7682 | 206
8639 | 1762.222 | 18337.303 | 1 | 1 | 24129.75 | 1 | 1 | 1 |  | #REF! |  | 67920.8902 | 206
8640 | 1032.624 | 18468.757 | 1 | 1 | 32573.56 | 1 | 1 | 1 |  | #REF! |  | 67887.8807 | 190
8641 | 1032.624 | 18604.014 | 1 | 1 | 38240.356 | 1 | 1 | 1 |  | #REF! |  | 68266.2093 | 188
8642 | 1032.624 | 18715.584 | 1 | 1 | 44246.598 | 1 | 1 | 1 |  | #REF! |  | 64767.4612 | 177
8643 | 1032.624 | 18945.505 | 1 | 1 | 49733.632 | 1 | 1 | 1 |  | #REF! |  | 64001.7282 | 166
8644 | 1032.624 | 19151.299 | 1 | 1 | 54137.252 | 1 | 1 | 1 |  | #REF! |  | 63996.2275 | 165
8645 | 1032.624 | 19381.75 | 1 | 1 | 58319.661 | 1 | 1 | 1 |  | #REF! |  | 64315.9301 | 164
8646 | 1762.222 | 19579.256 | 1 | 1 | 62770.815 | 1 | 1 | 1 |  | #REF! |  | 65145.9174 | 163
8647 | 6139.858 | 19874.865 | 1 | 1 | 141075.413 | 1 | 1 | 1 |  | #REF! |  | 67134.7119 | 177
8648 | 1762.222 | 49173.288 | 1 | 1 | 143348.389 | 1 | 1 | 1 |  | #REF! |  | 69549.5259 | 192
8649 | 1032.624 | 77135.235 | 1 | 1 | 136496.521 | 1 | 1 | 1 |  | #REF! |  | 73072.8165 | 187
8650 | 1153.24 | 93381.759 | 1 | 1 | 124231.77 | 1 | 1 | 1 |  | #REF! |  | 78522.6807 | 147
8651 | 1213.547 | 109320.151 | 1 | 1 | 113919.54 | 1 | 1 | 1 |  | #REF! |  | 77747.9686 | 133
8652 | 1213.547 | 92926.189 | 1 | 1 | 104536.766 | 1 | 1 | 1 | 2648.0564 | 0 |  | 76916.4693 | 124
8653 | 6200.166 | 55611.65 | 1 | 1 | 87687.676 | 1 | 1 | 1 |  | #REF! |  | 72550.0305 | 111
8654 | 1762.222 | 74772.82 | 1 | 1 | 91280.926 | 1 | 1 | 1 | 6923.8005 | 0 |  | 71073.0596 | 110
8655 | 1032.624 | 106344.355 | 1 | 1 | 89624.748 | 1 | 1 | 1 |  | #REF! |  | 73970.9319 | 114
8656 | 1032.624 | 90430.433 | 1 | 1 | 89902.255 | 1 | 1 | 1 |  | #REF! |  | 74060.6155 | 124
8657 | 1032.624 | 78725.202 | 1 | 1 | 93690.28 | 1 | 1 | 1 |  | #REF! |  | 74675.7879 | 146
8658 | 1762.222 | 47250.666 | 1 | 1 | 97442.81 | 1 | 1 | 1 |  | #REF! |  | 75722.7181 | 162
8659 | 6139.858 | 32370.737 | 1 | 1 | 90079.953 | 1 | 1 | 1 |  | #REF! |  | 75162.6299 | 183
8660 | 7599.07 | 33716.679 | 1 | 1 | 88262.242 | 1 | 1 | 1 |  | #REF! |  | 72709.5056 | 208
8661 | 1762.222 | 19083.799 | 1 | 1 | 97422.876 | 1 | 1 | 1 |  | #REF! |  | 70490.2529 | 207
8662 | 1762.222 | 18746.321 | 1 | 1 | 18437.223 | 1 | 1 | 1 |  | #REF! |  | 68782.0712 | 217
8663 | 1762.222 | 18396.531 | 1 | 1 | 24389.19 | 1 | 1 | 1 |  | #REF! |  | 68905.5587 | 203
8664 | 1032.624 | 18495.735 | 1 | 1 | 31482.622 | 1 | 1 | 1 |  | #REF! |  | 68593.567 | 193
8665 | 1032.624 | 17819.44 | 1 | 1 | 35073.801 | 1 | 1 | 1 |  | #REF! |  | 68845.7131 | 183
8666 | 1032.624 | 17769.245 | 1 | 1 | 39048.306 | 1 | 1 | 1 |  | #REF! |  | 65047.1346 | 167
8667 | 1032.624 | 17789.491 | 1 | 1 | 42069.552 | 1 | 1 | 1 |  | #REF! |  | 64391.3574 | 173
8668 | 1032.624 | 17829.313 | 1 | 1 | 45023.963 | 1 | 1 | 1 |  | #REF! |  | 64421.3879 | 161
8669 | 1032.624 | 17864.785 | 1 | 1 | 47643.935 | 1 | 1 | 1 |  | #REF! |  | 64461.6869 | 153
8670 | 1762.222 | 17907.688 | 1 | 1 | 49148.268 | 1 | 1 | 1 |  | #REF! |  | 65043.222 | 155
8671 | 6139.858 | 18076.702 | 1 | 1 | 123945.445 | 1 | 1 | 1 |  | #REF! |  | 66497.6185 | 170
8672 | 1762.222 | 32848.183 | 1 | 1 | 129021.78 | 1 | 1 | 1 |  | #REF! |  | 68930.4731 | 189
8673 | 1032.624 | 33689.373 | 1 | 1 | 123362.572 | 1 | 1 | 1 |  | #REF! |  | 72127.851 | 179
8674 | 1153.24 | 34519.205 | 1 | 1 | 115442.704 | 1 | 1 | 1 |  | #REF! |  | 78004.3687 | 164
8675 | 1213.547 | 35243.597 | 1 | 1 | 110437.339 | 1 | 1 | 1 |  | #REF! |  | 77810.3609 | 154
8676 | 1213.547 | 34235.455 | 1 | 1 | 95369.058 | 1 | 1 | 1 |  | #REF! |  | 76673.6954 | 128
8677 | 6200.166 | 32517.997 | 1 | 1 | 85905.962 | 1 | 1 | 1 |  | #REF! |  | 72715.122 | 113
8678 | 1762.222 | 32086.238 | 1 | 1 | 86375.979 | 1 | 1 | 1 |  | #REF! |  | 71231.0095 | 128
8679 | 1032.624 | 32715.645 | 1 | 1 | 83819.15 | 1 | 1 | 1 |  | #REF! |  | 74288.0441 | 121
8680 | 1032.624 | 32180.452 | 1 | 1 | 78610.887 | 1 | 1 | 1 |  | #REF! |  | 73647.8997 | 118
8681 | 1032.624 | 31901.408 | 1 | 1 | 81784.811 | 1 | 1 | 1 |  | #REF! |  | 74441.7062 | 139
8682 | 1762.222 | 31338.483 | 1 | 1 | 84084.981 | 1 | 1 | 1 |  | #REF! |  | 74580.281 | 157
8683 | 6139.858 | 31313.089 | 1 | 1 | 77139.219 | 1 | 1 | 1 |  | #REF! |  | 73959.219 | 181
8684 | 7599.07 | 32642.238 | 1 | 1 | 74162.89 | 1 | 1 | 1 |  | #REF! |  | 71400.9027 | 192
8685 | 1762.222 | 18192.975 | 1 | 1 | 82765.49 | 1 | 1 | 1 |  | #REF! |  | 68733.7639 | 202
8686 | 1762.222 | 17770.844 | 1 | 1 | 4607.769 | 1 | 1 | 1 |  | #REF! |  | 67126.868 | 195
8687 | 1762.222 | 17363.995 | 1 | 1 | 10716.517 | 1 | 1 | 1 |  | #REF! |  | 66047.0138 | 194
8688 | 1032.624 | 17405.049 | 1 | 1 | 18026.915 | 1 | 1 | 1 |  | #REF! |  | 66669.0313 | 176
8689 | 1032.624 | 17460.825 | 1 | 1 | 24749.628 | 1 | 1 | 1 |  | #REF! |  | 65537.8815 | 164
8690 | 1032.624 | 17442.126 | 1 | 1 | 30788.662 | 1 | 1 | 1 |  | #REF! |  | 63219.0305 | 163
8691 | 1032.624 | 17500.494 | 1 | 1 | 36705.169 | 1 | 1 | 1 |  | #REF! |  | 62964.0135 | 151
8692 | 1032.624 | 17529.42 | 1 | 1 | 41257.957 | 1 | 1 | 1 |  | #REF! |  | 61953.291 | 147
8693 | 1032.624 | 17548.608 | 1 | 1 | 45387.262 | 1 | 1 | 1 |  | #REF! |  | 62729.5766 | 139
8694 | 1762.222 | 17564.684 | 1 | 1 | 47847.491 | 1 | 1 | 1 |  | #REF! |  | 62718.2489 | 143
8695 | 6139.858 | 17668.689 | 1 | 1 | 122641.134 | 1 | 1 | 1 |  | #REF! |  | 63670.3201 | 158
8696 | 1762.222 | 18001.809 | 1 | 1 | 127450.425 | 1 | 1 | 1 |  | #REF! |  | 64235.8943 | 176
8697 | 1032.624 | 18917.735 | 1 | 1 | 123018.825 | 1 | 1 | 1 |  | #REF! |  | 68247.5724 | 171
8698 | 1153.24 | 19719.715 | 1 | 1 | 113502.067 | 1 | 1 | 1 |  | #REF! |  | 73286.7159 | 162
8699 | 1213.547 | 20366.564 | 1 | 1 | 104150.701 | 1 | 1 | 1 |  | #REF! |  | 73021.4281 | 145
8700 | 1213.547 | 19762.778 | 1 | 1 | 93427.916 | 1 | 1 | 1 |  | #REF! |  | 73183.2667 | 132
8701 | 6200.166 | 17845.007 | 1 | 1 | 74056.023 | 1 | 1 | 1 |  | #REF! |  | 69198.4848 | 122
8702 | 1762.222 | 17636.606 | 1 | 1 | 76053.775 | 1 | 1 | 1 |  | #REF! |  | 67151.417 | 134
8703 | 1032.624 | 18417.922 | 1 | 1 | 74948.492 | 1 | 1 | 1 |  | #REF! |  | 69141.3041 | 127
8704 | 1032.624 | 18098.972 | 1 | 1 | 74666.514 | 1 | 1 | 1 |  | #REF! |  | 68269.8291 | 134
8705 | 1032.624 | 17871.756 | 1 | 1 | 76731.893 | 1 | 1 | 1 |  | #REF! |  | 68889.8291 | 133
8706 | 1762.222 | 17335.733 | 1 | 1 | 80327.484 | 1 | 1 | 1 |  | #REF! |  | 68844.2758 | 145
8707 | 6139.858 | 17322.581 | 1 | 1 | 73499.678 | 1 | 1 | 1 |  | #REF! |  | 68043.3091 | 161
8708 | 7599.07 | 18641.384 | 1 | 1 | 71730.451 | 1 | 1 | 1 |  | #REF! |  | 66434.3065 | 171
8709 | 1762.222 | 18148.349 | 1 | 1 | 80776.331 | 1 | 1 | 1 |  | #REF! |  | 64688.3698 | 174
8710 | 1762.222 | 17752.125 | 1 | 1 | 3924.248 | 1 | 1 | 1 |  | #REF! |  | 64202.084 | 173
8711 | 1762.222 | 17337.943 | 1 | 1 | 9750.796 | 1 | 1 | 1 |  | #REF! |  | 63339.3784 | 172
8712 | 1032.624 | 17391.033 | 1 | 1 | 17714.437 | 1 | 1 | 1 |  | #REF! |  | 64223.9371 | 162
8713 | 1032.624 | 22364.602 | 1 | 1 | 23217.842 | 1 | 1 | 1 |  | #REF! |  | 64171.1277 | 157
8714 | 1032.624 | 22241.916 | 1 | 1 | 28768.148 | 1 | 1 | 1 |  | #REF! |  | 60711.6396 | 151
8715 | 1032.624 | 22127.594 | 1 | 1 | 33429.405 | 1 | 1 | 1 |  | #REF! |  | 58546.3126 | 146
8716 | 1032.624 | 21972.726 | 1 | 1 | 37315.911 | 1 | 1 | 1 |  | #REF! |  | 58206.5159 | 142
8717 | 1032.624 | 21820.906 | 1 | 1 | 40661.422 | 1 | 1 | 1 |  | #REF! |  | 58974.0606 | 139
8718 | 1762.222 | 21709.596 | 1 | 1 | 45035.693 | 1 | 1 | 1 |  | #REF! |  | 58865.7561 | 132
8719 | 6139.858 | 21680.471 | 1 | 1 | 122919.348 | 1 | 1 | 1 |  | #REF! |  | 59309.1902 | 130
8720 | 1762.222 | 48684.884 | 1 | 1 | 125204.648 | 1 | 1 | 1 |  | #REF! |  | 59440.0504 | 140
8721 | 1032.624 | 76614.463 | 1 | 1 | 116351.632 | 1 | 1 | 1 |  | #REF! |  | 60062.5068 | 150
8722 | 1153.24 | 92918.147 | 1 | 1 | 103542.899 | 1 | 1 | 1 |  | #REF! |  | 61933.6777 | 139
8723 | 1213.547 | 108929.669 | 1 | 1 | 90217.702 | 1 | 1 | 1 |  | #REF! |  | 62875.1767 | 124
8724 | 1213.547 | 92567.386 | 1 | 1 | 78569.74 | 1 | 1 | 1 |  | #REF! |  | 62895.1581 | 115
8725 | 6200.166 | 55210.386 | 1 | 1 | 60237.656 | 1 | 1 | 1 |  | #REF! |  | 60236.7123 | 102
8726 | 1762.222 | 74207.958 | 1 | 1 | 61568.685 | 1 | 1 | 1 |  | #REF! |  | 59373.0939 | 105
8727 | 1032.624 | 105673.149 | 1 | 1 | 59007.531 | 1 | 1 | 1 |  | #REF! |  | 60171.3912 | 100
8728 | 1032.624 | 89644.059 | 1 | 1 | 59309.666 | 1 | 1 | 1 |  | #REF! |  | 59875.0001 | 113
8729 | 1032.624 | 77862.127 | 1 | 1 | 64043.877 | 1 | 1 | 1 |  | #REF! |  | 59869.4583 | 121
8730 | 1762.222 | 46294.593 | 1 | 1 | 68625.442 | 1 | 1 | 1 |  | #REF! |  | 60232.3093 | 136
8731 | 6139.858 | 31204.908 | 1 | 1 | 64107.331 | 1 | 1 | 1 |  | #REF! |  | 61612.7837 | 148
8732 | 7599.07 | 32650.804 | 1 | 1 | 64291.202 | 1 | 1 | 1 |  | #REF! |  | 60747.9049 | 144
8733 | 1762.222 | 18292.261 | 1 | 1 | 76903.162 | 1 | 1 | 1 |  | #REF! |  | 60106.0096 | 150
8734 | 1762.222 | 18007.418 | 1 | 1 | 3487.848 | 1 | 1 | 1 |  | #REF! |  | 58794.8773 | 149
8735 | 1762.222 | 17779.279 | 1 | 1 | 7342.238 | 1 | 1 | 1 |  | #REF! |  | 59016.4115 | 153
8736 | 1032.624 | 18012.323 | 1 | 1 | 17621.004 | 1 | 1 | 1 |  | #REF! |  | 60157.7748 | 144
8737 | 1032.624 | 18325.21 | 1 | 1 | 26274.746 | 1 | 1 | 1 |  | #REF! |  | 59831.6522 | 138
8738 | 1032.624 | 18622.177 | 1 | 1 | 35645.682 | 1 | 1 | 1 |  | #REF! |  | 56600.8607 | 136
8739 | 1032.624 | 18975.84 | 1 | 1 | 43991.766 | 1 | 1 | 1 |  | #REF! |  | 54945.5478 | 137
8740 | 1032.624 | 19259.309 | 1 | 1 | 50329.662 | 1 | 1 | 1 |  | #REF! |  | 55004.7932 | 133
8741 | 1032.624 | 19582.536 | 1 | 1 | 56174.356 | 1 | 1 | 1 |  | #REF! |  | 54759.393 | 127
8742 | 1762.222 | 19865.143 | 1 | 1 | 61825.927 | 1 | 1 | 1 |  | #REF! |  | 55420.9296 | 131
8743 | 6139.858 | 20247.134 | 1 | 1 | 141305.654 | 1 | 1 | 1 |  | #REF! |  | 55898.6225 | 133
8744 | 1762.222 | 49189.283 | 1 | 1 | 143793.551 | 1 | 1 | 1 |  | #REF! |  | 54997.4755 | 131
8745 | 1032.624 | 77131.615 | 1 | 1 | 136639.012 | 1 | 1 | 1 |  | #REF! |  | 54371.1984 | 140
8746 | 1153.24 | 93451.448 | 1 | 1 | 125069.62 | 1 | 1 | 1 |  | #REF! |  | 53751.2518 | 133
8747 | 1213.547 | 109510.844 | 1 | 1 | 114951.296 | 1 | 1 | 1 |  | #REF! |  | 52948.804 | 120
8748 | 1213.547 | 93144.842 | 1 | 1 | 105621.229 | 1 | 1 | 1 | 3147.1345 | 0 |  | 53294.1118 | 112
8749 | 6200.166 | 55854.308 | 1 | 1 | 89193.382 | 1 | 1 | 1 |  | #REF! |  | 51907.6964 | 102
8750 | 1762.222 | 75002.422 | 1 | 1 | 92069.548 | 1 | 1 | 1 | 7813.9906 | 0 |  | 52448.3582 | 103
8751 | 1032.624 | 106591.416 | 1 | 1 | 90089.445 | 1 | 1 | 1 |  | #REF! |  | 52167.626 | 103
8752 | 1032.624 | 90648.074 | 1 | 1 | 90264.9 | 1 | 1 | 1 |  | #REF! |  | 52315.4724 | 111
8753 | 1032.624 | 78945.444 | 1 | 1 | 94651.651 | 1 | 1 | 1 |  | #REF! |  | 52981.771 | 124
8754 | 1762.222 | 47454.692 | 1 | 1 | 99028.069 | 1 | 1 | 1 |  | #REF! |  | 55117.7883 | 147
8755 | 6139.858 | 32323.286 | 1 | 1 | 89243.338 | 1 | 1 | 1 |  | #REF! |  | 58349.9789 | 162
8756 | 7599.07 | 33547.758 | 1 | 1 | 85133.038 | 1 | 1 | 1 |  | #REF! |  | 57877.5839 | 165
8757 | 1762.222 | 18866.556 | 1 | 1 | 92774.928 | 1 | 1 | 1 |  | #REF! |  | 57772.6414 | 170
8758 | 1762.222 | 18465.451 | 1 | 1 | 11802.208 | 1 | 1 | 1 |  | #REF! |  | 57142.996 | 176
8759 | 1762.222 | 18050.482 | 1 | 1 | 15924.789 | 1 | 1 | 1 |  | #REF! |  | 58032.2885 | 169
8760 | 1032.624 | 18091.97 | 1 | 1 | 21548.824 | 1 | 1 | 1 |  | #REF! |  | 59710.0224 | 159
| 29021022.277 | 391650208.279 | 8760 | 8760 | 219980204.336 | 8760 | 8760 | 8760 |  |  |  | 522542033.0797 | 670763

## 1.수요도시형 (hidden)
화물수요(억톤.km) | 여객수요(억인.km)
179795 | 4918 |  |  |  |  | 물류를 도시, 산업 등으로 나눠야할까?
도시는 면적에 비해 많은 물동량이, 농어촌지역은 반대이기 때문
| 화물 |  | 여객 |  | (TWh) | 산업또한 물동량이 많음
| 2020 | 2040 | 2020 | 2040 |  | 우선 면적 비례 평균수치를 적용한 후 검토하여 보완
석유 | 105.8858 | 105.6533 | 259.2053 | 258.6361
전력 | 0.23304 | 0.00026656 | 0.24865 | 8.5708e-05 |  | 2020년 영업용 화물차 운행대수 기준
수소 | 0 | 0 | 0.037402 | 2.1058e-05 |  | CO2 배출량
[6 empty] | 13193899 | 톤
국토면적(km2) | 대상지역면적(km2)
100410 | 8 | 0.007967%
| 화물 |  | 여객 |  | (MWh)
| 2020 | 2040 | 2020 | 2040
석유 | 8436.2736 | 8417.7477 | 20651.7507 | 20606.3997
전력 | 18.5667 | 0.021238 | 19.811 | 0.0068287 |  | 효율(2020)
수소 | 0 | 0 | 2.9799 | 0.0016778 | [5 empty] | km/kWh
승용
수요 변화 반영 | [5 empty] | ICE |  |  | FCEV | BEV
| 화물 | 여객 |  |  |  | 휘발유 | 경유 | 기타 | 수소 | 전기 |  | 가중평균
| 2040 | 2040 |  |  |  | 1.1365 | 0.8575 | 0.69197 | 3.71 | 6.06 |  | 0.95225
석유 | 8417.7477 | 20606.3997 | 29024.1474
전력 | 0.021238 | 0.0068287 | 0.028067 |  |  | 화물
수소 | 0 | 0.0016778 | 0.0016778 |  |  | ICE |  |  | FCEV | BEV
[6 empty] | 휘발유 | 경유 | 기타 | 수소 | 전기
[6 empty] | 0.78307 | 0.6282 | 0.58818 | 1.36 | 1.2 |  | 0.62645
^(Scenario!$H$4-Scenario!$I$4)
에너지소비(2020)
| 0.021238 | [8 empty] | TWh
승용
[6 empty] | ICE |  |  | ` | BEV
[6 empty] | 휘발유 | 경유 | 기타 | 전기 | 수소
[6 empty] | 114.3397 | 100.5454 | 44.3202 | 0.24865 | 0.037402 | 259.4913
화물
[6 empty] | 휘발유 | 경유 | 기타 | 수소 | 전기
[6 empty] | 0.23511 | 100.1143 | 5.5364 | 0 | 0.23304 | 106.1188

## 유형화_수요형 (hidden)
|  | 합 계 Total | 전 Dry-paddy-field | 답 Paddy-field | 과 수 원 Orchard | 목 장 용 지 Pasture | 임 야 Forestry | 대 지 Building site | 공장용지 Factory site | 학교용지 School site | 주차장 Parking lot | 주유소용지 Gas station site | 창고용지 Warehouse site | 도 로 Road | 철도용지 Railway | 제 방 Bank | 하 천 Rivers | 구 거 Ditch | 유 지 Marsh | 수 도 용 지 Water supply site | 공 원 Park | 체 육 용 지 Gymnastics site | 유 원 지 Recrecation area | 종 교 용 지 Religion site | 사 적 지 Historic site | 묘 지 Burial | 잡 종 지 Miscella- neous area | 기 타 Others
| 2020 | 605228540.7 | 10059936.9 | 11182382.5 | 318284.4 | 388 | 138579207.6 | 219844075.4 | 2856832.2 | 24649353.2 | 1166121.6 | 549655.2 | 109294.8 | 79543278.6 | 7136821.5 | 3862047.5 | 52141213 | 3607953.3 | 1481231.4 | 1588688.3 | 20355754.7 | 1455291.8 | 231664.4 | 2225939.6 | 1570662.1 | 2346869.2 | 16819117.8 | 0
|  | 서울시는 가장 대표적인 도시 | [5 empty] | 36.3%
전,답,과수원 등 비목은 통합하여
서울시 공영차고지 현황(시설규모)
[11 empty] | https://www.sisul.or.kr/open_content/traffic/intro/present.jsp | [5 empty] | 주거지역 |  |  | 상업지역 |  |  |  | 공업지역 | 녹지지역 | 계
[17 empty] | 전용 | 일반 | 준 | 중심 | 일반 | 근린 | 유통 | 준공업
[11 empty] | 2021년 전국 시도별 토지 이용 현황 및 소유 현황 | [5 empty] | 5759953 | 306908218 | 13375169 | 358676 | 22873609 | 827881 | 1539108 | 19974140 | 233981536 | 605598290
https://blog.naver.com/mhg330/222319457637
|  | 대지면적 | [13 empty] | 326043340 | 상업지역 중심: 25599274; 공업지역 준공업: 3.298% | 38.64%
[16 empty] | 53.84% | 상업지역 중심: 4.227%; 공업지역 준공업: 13929211.2 | 160140199.4
|  | 주거 | 상업 | 교통 | 환경 | 발전연계형 | 농업 | 기타 | m2 | [7 empty] | 주거지역 일반: 268871373.9 | 79482225.1
|  | 219844075.4 |  | 88395876.9 | 5196641.6 | 254868.3333 | 160140199.4 | 77709964.5 | 551541626.1333 |  | 하천 등 육지 외 공간은 제외 | [13 empty] | 239622424.5
|  | 39.86% |  | 16.03% | 0.9422% | 0.04621% | 29.04% | 14.09% | [8 empty] | 주거지역 일반: 주거; 주거지역 준: 240651817.8157; 상업지역 중심: 39.74%
[17 empty] | 주거지역 일반: 상업; 주거지역 준: 38974443; 상업지역 중심: 6.436% | 39.57%
|  |  |  | 주차장, 역사, 차고지 등 |  |  | * 도로제외 | [9 empty] | 주거지역 일반: 교통; 주거지역 준: 88395876.9; 상업지역 중심: 14.6%
|  |  |  | 8852598.3 |  | *발전연계형은 공장용지 또는 녹지의 일정 비중(10%)을 활용하는 것으로를… | [10 empty] | 주거지역 일반: 환경; 주거지역 준: 3339747.9509; 상업지역 중심: 0.5515%; 상업지역 일반: 시설면적 조사하여 입력
|  |  |  | 1.605% | 1080901.4528 |  |  |  | 용도지구별로 볼때 주거 및 상업지구는 각각 | [7 empty] | 주거지역 일반: 발전; 주거지역 준: 254868.3333; 상업지역 중심: 0.04209%; 상업지역 일반: 시설면적 조사하여 입력
|  |  |  | 4.422% | 41462488 |  |  |  | 54%, 4%임 | [7 empty] | 주거지역 일반: 기타(녹지); 주거지역 준: 233981536; 상업지역 중심: 38.64%
|  | 0.01 | 5515416.2613 | m2 | 13.3% |  |  |  | 58.1 |  | 54 | 204682415.0276 | 주거 |  |  |  | 주거지역 준: 605598290; 상업지역 중심: 100%
[5 empty] | 143783.4953 | 2.607% |  |  | 58.1% |  | 4 | 15161660.3724 | 상업
m2
| 주거 | 2046824.1503 | 37.11% |  | 2983459.8238 | 54.09% |  |  | 3204456.8478 |  |  | 2046824.1503 |  |  | 발전연계형
| 상업 | 151616.6037 | 2.749% |  | 220997.024 | 4.007% |  |  | \ |  |  | 151616.6037 |  |  | 37.13% | 2047770.4285
| 교통 | 883958.769 | 16.03% |  | 883958.769 | 16.03% | [8 empty] | 4.2% | 231647.483
| 환경 | 51966.416 | 0.9422% |  | 51966.416 | 0.9422% | [8 empty] | 1.606% | 88566.9099
| 발전 | 2548.6833 | 0.04621% |  | 2548.6833 | 0.04621% | [8 empty] | 0.9426% | 51990.4409
| 기타 | 2378501.639 | 43.12% |  | 1372485.5452 | 24.88% | [8 empty] | 8.976% | 495056.3289
[5 empty] | *도로, 농업, 임야, 기타 | [9 empty] | 47.15% | 2600384.6702
[15 empty] | 100% | 5515416.2613
| 주거 | 고층 | #REF!
|  | 저층 | #REF! |  |  |  | 서울시 인구
|  |  | #REF! | #REF! |  |  | 9911088
#REF!
| 서울시 인구 보정 | [7 empty] | 석탄 | 석유 | 가스 | 전력 | 열 | 수소 | 계
| 주거 | 고층 | #REF! | 명 |  |  |  | 주거중심형
|  | 저층 | #REF! | 명 | -> | 주거부문 에너지 흐름
|  |  | #REF! | 명
| 상업 | 경제활동인구수 |  |  | -> | 상업부문 에너지 흐름 |  | 상업중심형
| 환경 | 물재생센터 |  |  | -> |  |  | 환경연계형
자원회수시설
서울 도시계획시설 공간정보 | 교통 |  |  |  | -> |  |  | 교통연계형
24391804
| 발전 |  |  |  | -> |  |  | 발전연계형

## 주거중심형 (hidden)
도시 주거지역을 형태에 따라 분류
저층형 | 단독주택, 저층형공동주택
고층형 | 아파트
세부 유형별 에너지 소비 특성(2020 에너지총조사보고서, 595p 주택종류별 에너지 소비) | [8 empty] | [참고]
Tcal
| 석탄 | 등유 | LPG | LNG | 전기 | 열 | 신재생 | 계 | 점유하고 있는 대지면적(m2)당 에너지 소비 산출 |  |  |  | https://kosis.kr/statHtml/statHtml.do?orgId=101&tblId=DT_1JU1511 |  |  |  |  | 연면적 및 대지면적별 단독주택
저층형 | 4901.9 | 14032.3 | 5079.9 | 39767.5 | 30154.9 | 22.6 | 1543.3 | 95502.4 |  |  |  |  | https://stat.molit.go.kr/portal/cate/statView.do?hRsId=33&hFormId=752&hDivEng=&month_yn= |  |  |  |  | 2020년 아파트단지면적
고층형 | 0 | 308.4 | 2218.6 | 57718.8 | 29355.9 | 14373.6 | 19.7 | 103995 |  |  |  |  | https://kosis.kr/statHtml/statHtml.do?orgId=101&tblId=DT_1JU1511 |  |  |  |  | 대지면적 | 연먼적
[17 empty] | 아파트 | 528064811.7 | 1191863439.5082 | m2
| Tcal 계: TWh | 주거형태별 자동차 보유대수 추정(2005년 자료 참고) |  |  |  | https://kosis.kr/statHtml/statHtml.do?orgId=101&tblId=DT_1BJ0508
저층형 | 5.6999 | 16.3166 | 5.9069 | 46.2413 | 35.0638 | 0.026279 | 1.7945 | 111.0493 | 차량의 구성(ICE/FCEV/BEV 등)은 2020년 기준 비중 적용 | [7 empty] | 단독주택 | 1339660004.5 | 508038468.4688 | m2
고층형 | 0 | 0.3586 | 2.5798 | 67.1149 | 34.1348 | 16.7135 | 0.022907 | 120.9244 | [12 empty] | 단독주택은 다가구주택 등 포함
[10 empty] | ICE | FCEV | BEV |  | 평균주행거리 | 13651 | km/년 |  | 1867724816.2 | 1699901907.9769
세부 유형별 토지이용 현황 및 인구 현황 | [8 empty] | 구성(%) | 98.4 | 0.2 | 1.4
| 대지면적(m2) | 연면적(m2) | 인구(명) | 대지면적(m2/인) | 자동차보유대수(대/인) |  |  |  | 효율(km/kWh) | 1.01 | 3.71 | 6.06 | [6 empty] | 주택 유형별 인구 |  | 2020년 | 51840000
저층형 | 1339660004.5 | 508038468.4688 | 22032000 | 60.8052 | 0.3535 |  |  |  | 에너지소비(MWh/년) | 13.5158 | 3.6795 | 2.2526 | [5 empty] | 저층주거형 | 22032000 | 42.5% | 45.41%
고층형 | 528064811.7 | 1191863439.5082 | 26490240 | 19.9343 | 0.61165 | [12 empty] | 고층주거형 | 26490240 | 51.1% | 54.59%
계 | 석탄: 1867724816.2; 등유: 1699901907.9769 | 1대당 수송에너지 소비량 |  | 13.3385 | MWh
인당 대지면적(m2)
1인당 주거지역 에너지 소비량(MWh/인) | [17 empty] | 아파트 | 19.9343
건물 | [8 empty] | (단위: Tcal) (Unit: Tcal) | [8 empty] | 단독주택 | 60.8052
| 석탄 | 등유 | LPG | LNG | 전기 | 열 | 신재생 | 계 | 합 계 |  |  | 단독주택 | 아 파 트 | 연립 및 다세대 | 기 타
저층형 | 0.25871 | 0.74059 | 0.2681 | 2.0988 | 1.5915 | 0.0011928 | 0.081451 | 5.0404 | 합 | 계 | 210497.5 | 70809.7 | 103995 | 24692.6 | 11000.2 | Total | 주거형태에 따른 자동차 보유대수 |  | 2005년 자료 비중 참고
고층형 | 0 | 0.013537 | 0.097386 | 2.5336 | 1.2886 | 0.63093 | 0.00086473 | 4.5649 | 연 탄 |  | 5039.8 | 4901.9 | 0 | 0 | 137.9 | Briquette
| 전기: 29.98% | 석 유 류 |  | 22351.7 | 18104.2 | 2526.9 | 1008 | 712.7 | Petroleum |  | 명 |  |  |  |  | 대/명
수송 | [8 empty] | 등 유 |  | 14690.8 | 13565.9 | 308.4 | 466.4 | 350.2 | Kerosene | 저층 | 28596680.1857 | 7088470.3496 | 2433440.673 | 587027.9312 | 10108938.9538 | 0.3535
| 석탄: 석유; 등유: 전기; LPG: 수소; LNG: 계 | 프 로 판 / 부 탄 |  | 7661 | 4538.3 | 2218.6 | 541.6 | 362.5 | Propane/Butane | 고층 | 21677765.3645 | 8342709.7264 | 4321130.0156 | 595391.5338 | 13259231.2758 | 0.61165
저층형 | 석탄: 4.7014; 등유: 0.0026014; LPG: 0.011148; LNG: 4.7152 | 도 시 가 스 |  | 104125.3 | 23061.5 | 57718.8 | 16706 | 6639 | Town Gas
고층형 | 석탄: 8.1347; 등유: 0.0045012; LPG: 0.01929; LNG: 8.1585 | 전 기 |  | 62687.7 | 23226.2 | 29355.9 | 6928.7 | 3176.8 | Electricity
[9 empty] | 열 에 너 지 |  | 14665.3 | 0 | 14373.6 | 22.6 | 269.1 | District Heating
1km2 면적 기준 에너지 소비 지표 | [8 empty] | 신 재 생 |  | 1627.7 | 1515.9 | 19.7 | 27.4 | 64.6 | Renewables
| 면적(km2) | 주거인구(명) | 차량대수
저층형 | 석탄: 0.71727; 등유: 11796.1703; LPG: 4169.9514 | 에너지원별 난방용 에너지 소비
고층형 | 석탄: 0.28273; 등유: 14183.1601; LPG: 8675.1469; 전기: 25979.3303 | (단위: Tcal)
| 계: (MWh) | 합 계 |  |  | 도시가스 | 지역난방 | 석 유
|  | 석탄 | 석유 | LNG | 전력 | 열 | 수소 | 계 | 합 | 계 | 210497.5 | 134710.1 | 26430.7 | 24048.2
저층형 | 건물 | 3051.7792 | 11898.6952 | 24758.0793 | 18773.5564 | 14.0701 | 960.8133 | 59456.9935 | 연 탄 |  | 5039.8 | 10.8 | 0 | 648.2
| 석탄: 수송; 계: 0 | 석 유 류 |  | 22351.7 | 81.3 | 8.4 | 16416
고층형 | 건물 | 0 | 1573.2361 | 35934.0322 | 18276.1224 | 8948.5818 | 12.2646 | 64744.2372 | 등 유 프 로 판 / 부 탄 |  | 14690.8 | 41.6 | 0.9 | 13779.6
| 석탄: 수송; 계: 0 |  |  | 7661 | 39.7 | 7.5 | 2636.4
합계 |  | 3051.7792 | 13471.9313 | 60692.1115 | 37049.6789 | 8962.6519 | 973.078 | 124201.2308 | 도 시 가 스 |  | 104125.3 | 96973 | 4532.8 | 399.9
| 전기: 0.2983; 신재생: 0.0078347 | 전 기 |  | 62687.7 | 37257.6 | 7214.2 | 6143.8
[9 empty] | 열 에 너 지 |  | 14665.3 | 0 | 14665.3 | 0
에너지 밸런스(MWh/km2) | [8 empty] | 신 재 생 |  | 1627.7 | 387.5 | 10 | 440.4
| 석탄 | 석유 | LNG | 전력 | 열 | 수소 | 바이오 | 계 | 합 | 계 | 270.755 | 156.7343 | 30.7431 | 47.0515
소비 | 0 | 0 | 0 | 36732.514 | 13538.5552 | 5247.502 | 0 | 55518.5712 | 연 탄 |  | 5.8602 | 0.012558 | 0 | 0.75372
생산 | 0 | 0 | 0 | 0 | 0 | 0 | 0 | 0 | 석 유 류 |  | 25.9903 | 0.094535 | 0.0097674 | 19.0884
| 전력: 66.16% | 등 유 프 로 판 / 부 탄 |  | 17.0823 | 0.048372 | 0.0010465 | 16.0228
시나리오 변수 적용 | [10 empty] | 8.9081 | 0.046163 | 0.0087209 | 3.0656
| 2020 | 전력화 | 지역난방 | 수소 |  |  | electricity | 1 | 도 시 가 스 |  | 121.0759 | 112.7593 | 5.2707 | 0.465
석탄 | 3051.7792 | 717.9146 | 86.0221 | 0 |  |  | coal | 0.65 | 전 기 |  | 72.8927 | 43.3228 | 8.3886 | 7.144
석유 | 13471.9313 | 3169.1991 | 379.7403 | 0 |  |  | oil products | 0.8 | 열 에 너 지 |  | 17.0527 | 0 | 17.0527 | 0
LNG | 60692.1115 | 14277.4913 | 1710.7598 | 0 |  |  | biofuel/waste | 0.65 | 신 재 생 |  | 1.8927 | 0.45058 | 0.011628 | 0.51209
전력 | 37049.6789 | 56511.56 | 36732.514 | 36732.514 |  |  | resistance heater | 1 |  |  |  |  | 11.35%
열 | 8962.6519 | 5825.7238 | 13538.5552 | 13538.5552 |  |  | HP | 3 |  |  |  |  | 0%
수소 | 973.078 | 228.9113 | 27.4287 | 5247.502 |  |  | NG | 0.85 |  |  |  |  | 0.03758%
바이오 | 석탄: 0; 석유: 0; LNG: 0; 전력: 0 |  |  |  |  | 0.006126%
계 | 석탄: 124201.2308; 석유: 80730.8; LNG: 52475.02; 전력: 55518.5712 |  |  |  |  | 0.0979%
4.353%
석탄 | 석탄: 2.457%; 석유: 0.8893%; LNG: 0.1639%; 전력: 0% |  |  |  |  | 11.51%
석유 | 10.85% | 3.926% | 0.7237% | 0% |  |  | *약간의 에너지원별 비중 변화는 있을 수 있으나, | [5 empty] | 100%
LNG | 48.87% | 17.69% | 3.26% | 0% |  |  | 각 변수를 먼저 적용하고 에너지원간 전환 효율을 반영함 | [5 empty] | 0.6144%
전력 | 석탄: 29.83%; 석유: 70%; LNG: 70%; 전력: 70%
열 | 석탄: 7.216%; 석유: 7.216%; LNG: 25.8%; 전력: 25.8%
수소 | 석탄: 0.7835%; 석유: 0.2835%; LNG: 0.05227%; 전력: 10%
바이오 | bar: 석탄 to 전력
계 | 석탄: 100%; 석유: 100%; LNG: 100%; 전력: 100%
|  | 100% | 100% | 105.8%
0.14432

## 상업중심형 (hidden)
도시 상업지역을 형태에 따라 분류 | [8 empty] | [참고]
일반 상업건물 및 대형건물로 구분(서울시 통계)
| 상업건물 | 대형건물 | 대형건물외 | [5 empty] | 서울시 건축물통계 상세조회서비스, 용도별 건축물현황자료 | [8 empty] | 일반 상업과 대형건물을 구분해야 할 듯(상업중심형은 대규모 고층 건물 및 에너지다소비 단지를 의미하므로)
대지면적(m2) | 32755808.1697 | 29059152.1274 | 3696656.0423 | [14 empty] | 건물용도별로 에너지소비 형태가 다르다면… 교육시설형, 숙박시설형, 엄무시설형… 등 세부적으로 나눠볼 수도 있지 않을까?
연면적(m2) | 180007863 | 163174844 | 16833019
대지면적 비 |  | 88.71% | 11.29%
[9 empty] | 국가 전체 에너지소비 통계에서 일반상업/대형건물의 에너지 소비 특성 분석 | [8 empty] | 난방,온수 | 냉방 | 동력 | 조명 | 취사,기타 | 계
전체 상업부문 용도별/에너지원별 소비(에너지총조사보고서, 158p) | [17 empty] | 0.6% | 0% | 0% | 0% | 0.2% | 0.2%
[6 empty] | kTOE |  |  | 상업건물 연면적 |  | 815 | km2 | (ECF 보고서 건물부문 참고) |  |  |  |  | 12.6% | 0.8% | 0% | 0% | 14.3% | 7%
| 난방,온수 | 냉방 | 동력 | 조명 | 취사,기타 | 계 |  |  | 대형건물 연면적 |  | 217.3363 | km2 | [5 empty] | 27.2% | 12.2% | 0% | 0% | 45.1% | 20.9%
석탄 | 36.7663 | 0 | 0 | 0 | 8.7186 | 41.1256 | [11 empty] | 52.4% | 85.6% | 94.8% | 98% | 38.5% | 68.2%
석유 | 772.092 | 43.9221 | 0 | 0 | 623.3818 | 1439.396 |  |  | 연면적당 일반/대형건물의 에너지 소비 추정(전국 통계) | [8 empty] | 4.5% | 0.4% | 0% | 0% | 0% | 1.4%
천연가스 | 1666.7383 | 669.8126 | 0 | 0 | 1966.0504 | 4297.6252 |  |  | 서울시 건물 유형에 따라 대지면적당 에너지 소비 적용 | [8 empty] | 2.6% | 1% | 5.2% | 2% | 1.9% | 2.2%
전기 | 3210.9223 | 4699.6691 | 1754.4181 | 2700.3069 | 1678.3357 | 14023.8296
열에너지 | 275.7471 | 21.9611 | 0 | 0 | 0 | 287.8792 | [16 empty] | 인당 에너지소비 | (MWh)
기타 | 159.3206 | 54.9027 | 96.2339 | 55.1083 | 82.827 | 452.3816 | [12 empty] | 상업 일반 | 상업 대형건물 |  |  | 일반 | 대형건물
계 | 6127.7144 | 5490.2676 | 1850.652 | 2755.4152 | 4359.3136 | 20562.8 | [11 empty] | 석탄 | 2.6718 | 0 | GWh |  | 0.00023041 | 0
| 29.8% | 26.7% | 9% | 13.4% | 21.2% | [12 empty] | 석유 | 16.4455 | 77.0686 |  |  | 0.0014182 | 0.018277
[18 empty] | 천연가스 | -15109.3412 | 15388.5477 |  |  | -1.303 | 3.6494
일반 상업 | [17 empty] | 전기 | -25418.4064 | 26329.5012 |  |  | -2.192 | 6.244
| 총 에너지 소비 |  |  |  | 연면적당 | 대지면적당 | [11 empty] | 열에너지 | -2234.6797 | 2253.3826 |  |  | -0.19271 | 0.53439
| (kTOE) | (GWh) |  |  | kWh/m2 | kWh/m2 | [11 empty] | 기타 | 29.3902 | 0 |  |  | 0.0025345 | 0
석탄 | 41.1256 | 478.2047 |  | 석탄 | 0.58675 | 2.6718 | 0.2002% | [10 empty] | 계 | -42713.9199 | 44048.5 |  |  | -3.6835 | 10.446
석유 | 1439.396 | 16737.1628 |  | 석유 | 20.5364 | 93.5141 | 7.007%
천연가스 | 4297.6252 | 49972.386 |  | 천연가스 | 61.3158 | 279.2065 | 20.92% | [10 empty] | 대지면적 | 247.8655 | 90.1345 | km2
전기 | 14023.8296 | 163067.786 |  | 전기 | 200.0832 | 911.0947 | 68.27% | [10 empty] | 종사자수 | 11595916.6297 | 4216774.3703 | 명
열에너지 | 287.8792 | 3347.4326 |  | 열에너지 | 4.1073 | 18.7028 | 1.401% | [11 empty] | 46783.1095 | 46783.1095
기타 | 452.3816 | 5260.2512 |  | 기타 | 6.4543 | 29.3902 | 2.202%
계 | 20542.2372 | 238863.2233 |  | 계 | 293.0837 | 1334.5801 |  |  | 대형건물 | 연면적 3000m2이상, (서울, 광역시, 세종, 경기), 교육연구, 문화집회, 숙박, 업무, 의료, 판매 용도 건물 | [8 empty] | 5279.7068 | 41503.4026 | 46783.1095
대형건물 | [8 empty] | 대형건물 에너지소비 |  | 3788.1 | kTOE
| 총 에너지 소비 |  |  |  | 연면적당 | 대지면적당
| (TOE) | (GWh) |  |  | kWh/m2 | kWh/m2 |  |  | 대형건물 연먹적당 에너지소비 |  |  |  | 대형건물의 에너지 소비밀도가 큼
석유 | 6627.9 | 77.0686 |  | 석유 | 0.35461 | 1.9912 | 0.175% |  |  | Mcal/m2 | kWh/m2
도시가스 | 1323415.1 | 15388.5477 |  | 도시가스 | 70.8052 | 397.5902 | 34.94% |  | 석유 | 13.6 | 15.814 |  |  |  |  | 10000 | Mcal | TOE
전기 | 2264337.1 | 26329.5012 |  | 전기 | 121.1464 | 680.269 | 59.77% |  | 도시가스 | 44.6 | 51.8605
열에너지 | 193790.9 | 2253.3826 |  | 열에너지 | 10.3682 | 58.2201 | 5.116% |  | 전기 | 78.7 | 91.5116 | 잘못된듯?
계 | 3788171 | 44048.5 |  | 계 | 202.6744 | 1138.0706 |  | 0.69152 | 열에너지 | 37.4 | 43.4884
[9 empty] | 계 | 174.3 | 202.6744 |  | 17430 | TOE/km2 | 217.3363 | 역산을 통해 추정되는 대형건물의 연면적
에너지 밸런스(MWh/km2) | [9 empty] | TOE | GWh |  | 1인당 에너지소비
| 석탄 | 석유 | LNG | 전력 | 열 | 수소 | 바이오 | 계 | 석유 | 6627.9 | 77.0686 |  | 0.018277
소비 | 56.7595 | 3512.9624 | 123683.3594 | 812173.3729 | 34944.2509 | 109629.9158 | 624.3547 | 1084624.9756 | 도시가스 | 1323415.1 | 15388.5477 |  | 3.6494
생산 | 0 | 0 | 0 | 0 | 0 | 0 | 0 | 0 | 전기 | 2264337.1 | 26329.5012 |  | 6.244
[9 empty] | 열에너지 | 193790.9 | 2253.3826 |  | 0.53439
| 0 | 3116.5071 | 109725.0765 | 720515.564 | 31000.6182 | 0 | 0 | 962219.6467 | 계 | 3788171 | 44048.5 |  | 10.446
| 56.7595 | 396.4553 | 13958.2829 | 91657.8089 | 3943.6327 | 0 | 624.3547 | 122405.3288
서울은 상업건물 중 대형건물의 비중이 88.7%
시나리오 변수 적용
| 2020 | 전력화 | 수소 |  |  |  | electricity | 1
석탄 | 301.5296 | 144.1489 | 56.7595 |  |  |  | coal | 0.65
석유 | 12320.0203 | 7248.8548 | 3512.9624 |  |  |  | oil products | 0.8
LNG | 384230.0393 | 240202.8926 | 123683.3594 |  |  |  | biofuel/waste | 0.65
전력 | 706318.8754 | 812173.3729 | 812173.3729 |  |  |  | resistance heater | 1
열 | 53760.386 | 34944.2509 | 34944.2509 |  |  |  | HP | 3
수소 | 0 | 0 | 109629.9158 |  |  |  | NG | 0.85
바이오 | 석탄: 3316.8251; 석유: 1585.6375; LNG: 624.3547
계 | 석탄: 1160247.6755; 석유: 1096299.1576; LNG: 1084624.9756
석탄 | 석탄: 0.02599%; 석유: 0.01911%; LNG: 0.01158%
석유 | 석탄: 1.062%; 석유: 0.781%; LNG: 0.4731%; 바이오: *약간의 에너지원별 비중 변화는 있을 수 있으나,
LNG | 석탄: 33.12%; 석유: 24.36%; LNG: 14.75%; 바이오: 각 변수를 먼저 적용하고 에너지원간 전환 효율을 반영함
전력 | 석탄: 60.88%; 석유: 70%; LNG: 70%
열 | 석탄: 4.634%; 석유: 4.634%; LNG: 4.634%
수소 | 석탄: 0%; 석유: 0%; LNG: 10% |  |  |  | 에너지원단위 : 종사자 1인당 에너지 소비량
바이오 | 석탄: 0.2859%; 석유: 0.2103%; LNG: 0.1274% |  |  |  | 상업,공공부문의 총 건물 대지면적
계 | 석탄: 100%; 석유: 100%; LNG: 100%
| 석유: 100%; LNG: 100% |  |  |  | 서울시 면적 | 상업지역 면적 |  |  |  | https://www.google.com/search?q=%EC%84%9C%EC%9A%B8%EC%8B%9C+%EC%83%81%EC%97%85%EC%A7%80%EC%97%AD+%EB%A9%B4%EC%A0%81&oq=%EC%84%9C%EC%9A%B8%EC%8B%9C+%EC%83%81%EC%97%85%EC%A7%80%EC%97%AD+%EB%A9%B4%EC%A0%81&aqs=chrome..69i57j35i39l2j0i512l2j69i60l3.2832j0j4&sourceid=chrome&ie=UTF-8
[12 empty] | 605.2 | 25.57
4.225%
[12 empty] | 국토면적 | 도시지역 |  |  |  | http://www.molit.go.kr/USR/NEWS/m_71/dtl.jsp?lcmspage=1&id=95085717
[12 empty] | 106205 | 17769
상업부문 건물 연면적
[13 empty] | 주거지역 | 상업지역 | 공업지역 | 녹지지역 | 미지정지역 | [7 empty] | 일반상업 | 대형건물 | 계
[13 empty] | 2713 | 338 | 1222 | 12623 | 873 | [7 empty] | 597.6637 | 217.3363 | 815
[13 empty] | 15.27% | 1.902% | 6.877% | 71.04% | 4.913% | 100% |  | 일반 상업건물 연면적당 에너지소비 |  |  |  |  | 73.33% | 26.67%
[21 empty] | MWh/km2 | kWh/m2 |  | 인구 | 11595916.6297 | 4216774.3703
[12 empty] | 상업공공부문 종사자수 |  |  | 15812691 | 명 |  |  |  | 석탄 | 3.2783 | 0.0032783
[20 empty] | 석유 | 114.7413 | 0.11474
[12 empty] | 상업인구 당 면적 |  |  | 21.3752 | m2/명 |  |  |  | 천연가스 | 342.5846 | 0.34258 |  |  | 동수?
[20 empty] | 전기 | 1117.9076 | 1.1179
[13 empty] | 난방,온수 | 냉방 | 동력 | 조명 | 취사,기타 | 계 |  | 열에너지 | 22.9483 | 0.022948
[12 empty] | 석탄 | 0.0035466 | 0.041239 | 0 | #VALUE! | 5.06e-05 | 0.00023041 |  | 기타 | 36.0615 | 0.036062
[12 empty] | 석유 | 0.12413 | 1.4434 | 0 | #VALUE! | 0.001771 | 0.0080644 |  | 계 | 1637.5216 | 1.6375
[12 empty] | 천연가스 | 0.37062 | 4.3095 | 0 | #VALUE! | 0.0052877 | 0.024078
[12 empty] | 전기 | 1.2094 | 14.0625 | 0 | #VALUE! | 0.017255 | 0.07857
[12 empty] | 열에너지 | 0.024826 | 0.28867 | 0 | #VALUE! | 0.0003542 | 0.0016129
[12 empty] | 기타 | 0.039012 | 0.45363 | 0 | #VALUE! | 0.0005566 | 0.0025345
[12 empty] | 계 | 1.7715 | 20.5989 | 0 | #VALUE! | 0.025275 | 0.11509
[11 empty] | 대형건물 | 건물용도별 에너지 소비
[13 empty] | 교율연구시설 | 문화및집회시설 | 숙박시설 | 업무시설 | 의료시설 | 판매시설
[12 empty] | 전기 | 157.8 | 63.4 | 134.8 | 116.2 | 106.8 | 178.8
도시가스
열에너지
석유
계

## 교통연계형 (hidden)
[참고]
서울시 수송부문 에너지 소비 현황(2020) | [12 empty] | 서울시 수소차 | 2443 | 대 | 2022년 기준 |  | 2020 | 10831 | 대
[14 empty] | 8436.2519 | MWh/년 |  |  |  | 0.037402 | TWh
합계 | 석유 | LNG | 전력 | 수소 | 신재생 및 기타 | [5 empty] | *서울시의 1km2당 에너지 소비량 계산 | [7 empty] | 3.4532 | MWh
3357 | 2900 | 250 | 130 |  | 77 | kTOE |  |  |  |  | *수소 수요는 서울시 수소차 대수, 효율 및 연평균 주행거리 자료를 사용하여 추정
100% | 86.39% | 7.447% | 3.873% |  | 2.294%
39034.8837 | 33720.9302 | 2906.9767 | 1511.6279 |  | 895.3488 | GWh
450027.9312 | 381476.2794 | 32885.8862 | 17100.6608 | 8436.2519 | 10128.8529 | MWh/km2
100% | 84.77% | 7.308% | 3.8% | 1.875% | 2.251%
서울시 주요 교통시설 현황
[9 empty] | m2 | [7 empty] | 883958.769
주차장 | 정거장 | 정류장 | 정차장 | 차량기지 | 검사시설 | 터미널 | 환승센터 | 역사 | 계 |  | *서울시 도시계획시설(교통시설_도로외) 공간정보 DB |  |  |  |  | 도로 | 795432.786 | 89.99% |  | 도로에서는 에너지 소비만 발생
2379462.5443 | 1643869.1091 | 618386.2356 | 33366.8389 | 2082566.8471 | 36766.0923 | 245232.1988 | 55522.094 | 628394.7132 | 7723566.6733 |  | *서울시 도시계획시설(교통시설_도로) 공간정보 DB |  |  |  |  | 교통시설 | 88525.983 | 10.01% |  | 교통시설에서는 에너지 생산도 가능
기타도로시설
주차장 | 차량기지 | 기타 시설 |  |  | 기타 | [5 empty] | 35811963
2379462.5443 | 2082566.8471 | 3261537.2819 |  | 2351144.2776 | 665160.8055
[6 empty] | 태양광 면적비중 | 30% |  |  |  | 도로·철도·항만·공항·주차장 등 교통시설
교통시설 에너지 생산 | [5 empty] | 태양광 면적 | 2317070.002 | m2 |  |  | https://blog.naver.com/goodmanjs/222040664572
버스공영차고지 위치 및 현황
| 주차장 | 차량기지 | 기타 시설 | [7 empty] | 택시차고지 | [8 empty] | https://www.sisul.or.kr/open_content/traffic/intro/present.jsp
태양광 면적 비중 | 30% | 30% | 30% |  |  | 서울시 유휴부지 태양광 발전량 |  | 410051.1761 | MWh |  | https://www.edaily.co.kr/news/read?newsId=01295606616062088&mediaCodeNo=257&OutLnkChk=Y | [8 empty] | 차고지 | 시설규모(m2)
태양광 설비 면적 | 713838.7633 | 624770.0541 | 978461.1846 | m2 |  | 1km2 당 생산량 |  | 743.4637 | MWh/km2 | [11 empty] | 계 | 주차장 | 건물 | CNG충전소 | 녹지
태양광 설비용량 | 72.1049 | 63.1081 | 98.8345 | MW | [15 empty] | 서울 | 450681 | 343051 | 25025 | 13995 | 68610
발전량 | 126327.8296 | 110565.3672 | 173157.9793 | MWh
에너지 밸런스(MWh/km2) | [10 empty] | 공영차고지 태양광 설치 사례
| 석탄 | 석유 | LNG | 전력 | 열 | 수소 | 바이오 | 계 |  |  | https://www.kgnews.co.kr/news/article.html?no=672027
소비 | 0 | 381476.2794 | 32885.8862 | 17100.6608 | 0 | 8436.2519 | 10128.8529 | 450027.9312
생산 | 0 | 0 | 0 | 74.4558 | 0 | 0 | 0 | 74.4558 |  |  | 면적(m2) | 13000 | 태양광설비 | 820 | kW |  |  | 1313.1313 | 62.45% |  | 차고지 면적의 62.4%를 태양광 설치
차고지 면적의 30% 태양광 설치시 가정
| 석유: 33569912.5857 |  |  |  | 0.063077 | kW/m2 |  | 0.10101 | kW/m2 | 태양광 설비 필요면적 |  |  | 62.45%
3798
29.22%
*도시고속도로(올림픽대로, 강변북로, 순환로 등등)에서의 재생에너지 사례 조사
*물류센터 관련 내용 추가 조사(22.5.4. 회의)
[11 empty] | 물류시설 현황 | (m2)
[11 empty] | 물류터미널 |  | 물류단지
[11 empty] | 동부물류터미널 | 19463 | 서울동남권 물류단지 | 560694 | 물류단지시설면적 | 217278
[11 empty] | 서부트럭터미널 | 112111 |  |  | 자원시설면적 | 160322
[11 empty] | 한국트럭터미널 | 96017 |  |  | 공공시설면적 | 183094
227591
대상 | 석탄: 서울강서공영차고지; LNG: 주차시설운영처 종합현황, 2018, 서울시설공단
BOG 가스 관련 내용이 있을듯
시설현황 | 석유: 주요시설 |  |  | https://www.kaia.re.kr/portal/landmark/readTskView.do?tskId=163636&yearCnt=1&cate1=&cate2=&cate3=&year=&bizName=&psnNm=&orgNm=&tskName=&sort=&pageIndex=6&menuNo=#none;
| 면적 | 주차면수 | 정비도크 | 도장부스 | 세차시설 | 전기충전소 | CNG충전소 | 수소충전소(구축중) | 입주버스(대)
강서 | 56493 | 375 | 3 | 0 | 3 | 1 | 1 | 1 | 395 |  | 극저온 액체 수소 탱크의 증발율 |  |  |  |  | https://nlic.go.kr/nlic/fmComplex0010.action
[11 empty] | 탱크용량(m3) | gal
| 계 | 주차장 | 건물 | CNG | 녹지 | [5 empty] | 50 | 13000 | 일(day)증발률(%)
시설규모 | 56493 | 35444 | 2487 | 523 | 18039 | [5 empty] | 100 | 26000 | 0.4
[11 empty] | 20000 | 5000000 | 0.2
태양광발전시설 | 석탄: 차고지주차장 |  |  |  |  | <0.06
규모 | 55 | kW | 9.9 | m2 | 544.5
국가물류종합정보센터 통계
버스 평균주행거리 | [10 empty] | https://nlic.go.kr/nlic/WhsInfoWarehouseSch.action# | bar: LNG
경유 | 석탄: 62050; 석유: km/년; LNG: 7.2; 전력: km/l
CNG | 석탄: 62050; LNG: 1.8; 전력: km/m3; 열: http://www.e2news.com/news/articleView.html?idxno=70536
수소 | 석탄: 62050; LNG: 9; 전력: km/kg |  |  | BOG 가스 발생은 냉동냉장용 물류에서 발생한다고 가정하면,
전기 | 석탄: 62050; LNG: 1.2; 전력: km/kWh; 열: http://www.gasnews.com/news/articleView.html?idxno=92568 |  |  | 전체 물류창고 중 냉동냉장창고의 비율은 |  |  |  |  | 전체 창고면적 | 2377035
[16 empty] | 냉동용 | 212377
| 열: 1.2151 |  |  | 19412.7768 | m2 |  |  |  |  | 8.935%
서울시 버스 연료별
CNG | 석탄: 7400; LNG: 376.7724; 열: https://www.autodaily.co.kr/news/articleView.html?idxno=429464 |  |  | BOG 가스 발생량 관련 자료 구하기가 어려움 | [7 empty] | http://www.kharn.kr/news/article.html?no=4941
수소 | 석탄: 6; LNG: 1 | [10 empty] | 2017sus 기준 전국 냉장시설 용량
전기 | 석탄: 352; LNG: 17.2276 | [10 empty] | 전국 | 4269229 | 톤
계 | 석탄: 7758; LNG: 395 |  |  | 화물 1톤당 전력소비량 | [7 empty] | 서울 | 143500 | 톤
| 바이오: 0.6; 계: kg/m3 |  |  | 냉동창고 | 141 | kWh
| 계 | CNG | 수소 | 전기 |  | CNG | 9290 | kcal/m3 |  |  | 일반 | 117
| 141422.9535 | 140302.5562 | 229.585 | 890.8123 | MWh
| 바이오: 10.8023; 계: kWh/m3 |  |  | 물류센터에서의 LNG 냉열 이용은, 기존 냉방,냉동을 위한 전력사용 대비 에너지 절감효과가 존재
| 바이오: 33.3; 계: kWh/kg |  |  | 다만, 이를 활용한 수소 생산 등 효과는 아직 잘 모르겠음…
| 개질 | [5 empty] | km/kWh
| 소비 |  | 생산 |  |  | CNG | 0.16663
| CNG | 전력 | 수소 |  |  | 수소 | 0.27027
| 78 | 20 | 25 |  |  | 전기 | 1.2
| kg | kWh | kg
| 석탄: 1404.3023; 석유: 20; LNG: 832.5; 전력: kWh |  |  | 지역별 도로 연장, 교통량,
생산량
PV | 석탄: 건물 및 주차장 면적; 석유: 50%
| 발전면적 | 18965.5 | m2 |  | 276.2763 | 시간
| 발전용량 | 1.9157 | MW
| 발전량 | 3356.3188 | MWh
에너지소비 | 바이오: 개질기 가동률은 수요가 적을 때 50%에서 공정가동률 93% |  |  |  | * 교통부문 에너지 소비는 해당 면적에 비례하여 결정
| 석탄: LNG; 석유: 전력; LNG: 수소 |  |  |  | * 교통연계형의 면적 비중은 생산과 관련된 결과 도출
93%가동한다고 한다면,
11440570.186 | 162936 | 6782211 |  | 수소버스 가능대수 | 29.5412 | 30 | 대
11440.5702 | 162.936 | 6782.211 | MWh |  |  |  | 연평균주행거리 | 연비
| 수소: 수소승용차; 바이오: 14016; 계: 76.8 | 182.5 | kg
| 석탄: 소비; 수소: 버스; 바이오: 62050; 계: 9 | 6894.4444 | kg
| 석탄: CNG; 석유: 전력; LNG: 수소; 전력: 계 | 37.7778
현재 | 140674.9364 | 890.8123 | 0 | 141565.7487 |  | 1133.3333 |  | 수소버스 30대
수소충전소 구축후 | 석탄: 129503.5313; 석유: 890.8123; LNG: 6887.55; 계: 는 수소승용차 1133대와 동일한 연료 소비
| 140944.1015 | 1053.7483 | 6887.55 | 148885.3999

## 시나리오 (hidden)
2050 탄소중립 시나리오
부문별 에너지 수요 전망(mTOE) |  |  |  |  | 최종에너지원별 에너지 수요(mTOE) |  |  |  |  | 온실가스 배출량 전망(MtCO2)
| 2018 | 2050 | 2050 |  |  | 2018 | 2050(A) | 2050(B) |  |  | 2018 | 2050(A) | 2050(B)
산업 | 148.7 | 139.3 | 139.3 |  | 석탄 | 32.5 | 0 | 0 |  | 전환 | 269.6 | 0 | 20.7
건물 | 46.9 | 36 | 36 |  | 석유 | 116.3 | 26.7 | 26.3 |  | 산업 | 260.5 | 51.1 | 51.1
수송 | 36 | 12.6 | 14.6 |  | 도시가스 | 28.6 | 6.9 | 6.9 |  | 건물 | 52.1 | 6.2 | 6.2
농축수산 | 2.7 | 2.3 | 2.3 |  | 전력 | 45.2 | 104.4 | 100.3 |  | 수송 | 98.1 | 2.8 | 9.2
수소 | 0 | 20.2 | 11.1 |  | 열 | 2.7 | 2.7 | 2.7 |  | 폐기물 | 17.1 | 4.4 | 4.4
CCUS 등 | 0 | 12.2 | 19.3 |  | 신재생 | 9.1 | 37.5 | 37.5 |  | 탈루 | 5.6 | 0.5 | 1.3
계 | 234.3 | 222.6 | 222.6 |  | 수소 | 0 | 44.7 | 49 |  | 수소 | 0 | 0 | 9
[5 empty] | 계 | 234.4 | 222.9 | 222.7 |  | 농축수산 | 24.7 | 15.4 | 15.4
[10 empty] | 흡수원 | -41.3 | -25.3 | -25.3
[10 empty] | CCUS | 0 | -55.1 | -84.6
[10 empty] | DAC | 0 | 0 | -7.4
[10 empty] | 총배출 | 727.7 | 80.4 | 117.3
기준년도 대비 2050년 부문별 에너지 수요 변화 | [9 empty] | 순배출 | 686.4 | 0 | 0
|  | 2050(A) | 2050(B)
산업 |  | 93.68% | 93.68% |  | 산업중심형 |  |  | 2030년 에너지 수요는 통계의 최근 5년 자료의 연평균 증가율 적용(+1.3%) | [7 empty] | 부문별 최종에너지 수요 전망 반영(에너지통계연보 2022)
건물 |  | 76.76% | 76.76% |  | 수요도시형 |  |  | 2016 | 2017 | 2018 | 2019 | 2020 | 2021 | (5년 평균) |  | 2016 | 2017 | 2018 | 2019 | 2020 | 2021
수송 |  | 35% | 40.56% |  | 수요도시형, 항만인프라형 |  |  | 222 | 230 | 233 | 231 | 222 | 237 |  | 산업 | 135698 | 142520 | 143501 | 142907 | 137830 | 150293
농축수산 |  | 85.19% | 85.19% |  | 농어촌지역형 |  |  |  | 0.036036 | 0.013043 | -0.0085837 | -0.038961 | 0.067568 | 0.01382 | 수송 | 42271 | 43183 | 42969 | 42996 | 39450 | 40170
산업중심형 주요 변화 | [14 empty] | 산업 |  | 0.050273 | 0.0068832 | -0.0041393 | -0.035527 | 0.090423 | 0.021583
[15 empty] | 수송 |  | 0.021575 | -0.0049557 | 0.00062836 | -0.082473 | 0.018251 | -0.0093948
철강 | 석탄원료 사용(고로,전로)를 수소환원제철로 100% 대체, 전기로 확대(정확한 %는 없음) -> 배출량 95% 감축
시멘트 | 석탄원료 사용 0, 일부 원료 전환을 통해 배출량 53% 감축
석유화학,정유 | 연료 전환 | 전기가열로, 바이오매스 보일러 교체로 기존 연료 57% 전환
| 원료 전환 | 바이오, 수소 원료 활용하여 기존 납사 52% 전환
| 기타 | 폐플라스틱 발생량 500만톤 중 50%를 유화하여 플라스틱 원료로 재활용
| 생산구조 변화? | [6 empty] | 2030년 에너지 수요는 통계의 최근 5년 자료의 연평균 증가율 적용(+1.3%) 2019: 5722; 2030년 에너지 수요는 통계의 최근 5년 자료의 연평균 증가율 적용(+1.3%) 2020: GW; 2030년 에너지 수요는 통계의 최근 5년 자료의 연평균 증가율 적용(+1.3%) 2021: 518000000 | ton
[8 empty] | 2030년 에너지 수요는 통계의 최근 5년 자료의 연평균 증가율 적용(+1.3%) 2019: 50124720; 2030년 에너지 수요는 통계의 최근 5년 자료의 연평균 증가율 적용(+1.3%) 2020: GWh; 2030년 에너지 수요는 통계의 최근 5년 자료의 연평균 증가율 적용(+1.3%) 2021: 17249400000 | MWh
수소 공급방식(백만톤H2, mtCO2) |  |  |  |  | TWh |  |  | 2030년 에너지 수요는 통계의 최근 5년 자료의 연평균 증가율 적용(+1.3%) 2016: 수소수요(톤H2); 2030년 에너지 수요는 통계의 최근 5년 자료의 연평균 증가율 적용(+1.3%) 2021: 17249400
| 2050(A) | 2050(B) |  | 2050(A) | 2050(B) |  |  | 2030년 에너지 수요는 통계의 최근 5년 자료의 연평균 증가율 적용(+1.3%) 2016: 2020; 2030년 에너지 수요는 통계의 최근 5년 자료의 연평균 증가율 적용(+1.3%) 2021: 34.41%
해외수입 | 21.9 | 22.9 |  | 729.27 | 762.57 |  | 전체 | 2030년 에너지 수요는 통계의 최근 5년 자료의 연평균 증가율 적용(+1.3%) 2016: 4400000
수전해 | 5.5 | 3 |  | 183.15 | 99.9 |  | 정유 | 2030년 에너지 수요는 통계의 최근 5년 자료의 연평균 증가율 적용(+1.3%) 2016: 3784000
추출 | 0 | 1 |  | 0 | 33.3
부생 | 0 | 1 |  | 0 | 33.3 |  |  | 2030년 에너지 수요는 통계의 최근 5년 자료의 연평균 증가율 적용(+1.3%) 2016: 수소 수요 및 부생수소 생산량은 에너지 소비(석유)에 따라 달라짐
계 | 27.4 | 27.9 |  | 912.42 | 929.07 |  |  | 2030년 에너지 수요는 통계의 최근 5년 자료의 연평균 증가율 적용(+1.3%) 2016: A 시나리오의 경우 부생수소 0, B 시나리오의 경우 1백만톤 생산으로, 현재보다 석유사용이 줄어듬을 예상
온실가스배출 | 0 | 9

## 유형별 주요가정 (hidden)
최종에너지소비
| 2020 | 2030 | 2050 | 비고
산업중심형 | 기준 | 121.6% | 93.68% | 산업
항만연계형 | 기준 | 90.61% | 35% | 수송
농어촌지역형 | 기준 |  |  | 농축수산
온실가스 감축목표
| 2020 | 2030 | 2050 | 비고 | 2020 | 2030 | 2050
산업중심형 | 기준 | 11.44% | 80.38% | 산업 | 260.5 | 230.7 | 51.1
항만연계형 | 기준 | 37.82% | 97.15% | 수송 | 98.1 | 61 | 2.8
농어촌지역형 | 기준 |  |  | 농축수산
주요 갑축수단
산업중심형
|  | 2030 | 2050
철강 | 전로 | 65% | 0%
| 전기로 | 35% | 45% | (2030) 전기로대체 등을 통해 2.3% 온실가스 배출량 감축
| 수소 DRI | 0% | 55%
석유화학 | 원료재활용 | 1.553% | 30% | (2030) 폐플라스틱 발생량 500만톤 중 18.6%를 원료로 재활용(2018년 플라스틱 생산량 322백만톤)
| 바이오연료 | 5% | 10% | 플라스틱 생산 에너지 소비 비중/배출량 비중, | [5 empty] | 1.553% | 2030년까지 플라스틱 생산이 유지된다고 가정할 때
| 수소 | 0% | 20%
일반 | 전력화 | 5% | 20% | 에너지의 전력화 효율 개선
[8 empty] | 찰깅 생산량 전망 |  |  | [자료] 2050 탄소중립 시나리오 세부산출근거 중
[8 empty] | 2017 | 2030 | 2040 | 2050 | 2017 | 2030 | 2040 | 2050
[7 empty] | 전로 | 47676 | 48765 | 44690 |  | 67.12% | 64.92% | 59.55% | 0%
[7 empty] | 전기로 | 23354 | 26354 | 29354 | 31354 | 32.88% | 35.08% | 39.12% | 44.9%
[7 empty] | DRI |  |  | 1000 | 38469 | 0% | 0% | 1.333% | 55.1%
[7 empty] | 계 | 71030 | 75119 | 75044 | 69823

## 산업중심형 (hidden)
국내 산업단지 에너지 소비 현황(2020) |  |  | -> 현재 해당 수치가 아닌 KEA 에너지 소비량 자료로 사용
[8 empty] | (kTOE) |  |  |  |  | 산업 주요 업종별 에너지 소비 | [14 empty] | [참고] 섹터커플링 연구자료
|  | 석탄 | 석유 | 도시가스 | 기타연료 | 전력 | 열에너지 | 계 |  |  |  |  | 원료용 에너지 소비량 | [14 empty] | 산업부문 에너지 소비
|  | 26787.7 | 57081.4 | 7504.7 | 571.8 | 14173.7 | 3135.8 | 109255.1 |  |  |  |  | 원료용 에너지 소비량 중 탈 화석연료 가능량 검토 | [17 empty] | (kTOE) |  |  |  |  | (TWh)
|  | 24.52% | 52.25% | 6.869% | 0.5234% | 12.97% | 2.87% | [5 empty] | 산업 업종별 에너지 부산물 발생량 | [15 empty] | raw material | fuel | Total |  |  | raw material | fuel | Total
[13 empty] | 주요 산업의 재생에너지 활용 계획 | [14 empty] | Coal | 14432 | 7591 | 22023 | 17.12% | Coal | 167.814 | 88.2674 | 256.0814 | 65.53% | 34.47%
[8 empty] | (kTOE) |  |  |  |  | 산업단지 주변 일정 범위는 사람들이 살기 어렵지 않을까? | [14 empty] | oil | 65786 | 3585 | 69371 | 53.93% | oil | 764.9535 | 41.686 | 806.6395 | 94.83% | 5.168%
| 연료 | 9233.3211 | 2949.89 | 7480.6045 | 571.8 | 14173.7 | 3135.8 | 37545.1156 | [19 empty] | City gas | 24.1 | 7482 | 7506.1 | 5.836% | City gas | 0.28023 | 87 | 87.2802 | 0.3211% | 99.68%
| 원료 | 17554.3789 | 54131.51 | 24.0955 |  |  |  | 71709.9844 | [19 empty] | electricity | 0 | 23597 | 23597 | 18.35% | electricity | 0 | 274.3837 | 274.3837 | 0% | 100%
[28 empty] | heat energy | 0 | 2900 | 2900 | 2.255% | heat energy | 0 | 33.7209 | 33.7209 | 0% | 100%
[8 empty] | (TWh) |  |  |  |  | 산업단지 (국가) 통계 활용? 면적? 토지활용 등? | [5 empty] | 주황색 지역에는 재생에너지를 설치하는 것이 용이하지 않을까? | [8 empty] | other | 0.3 | 3224 | 3224.3 | 2.507% | other | 0.0034884 | 37.4884 | 37.4919 | 0.009304% | 99.99%
| 연료 | 107.3642 | 34.301 | 86.9838 | 6.6488 | 164.8105 | 36.4628 | 436.5711 |  |  |  |  | [참고] 산업단지 대개죠 계획안(2019) | [14 empty] | total | 80242.4 | 48379 | 128621.4 |  | total | 933.0512 | 562.5465 | 1495.5977 | 62.39% | 37.61%
| 원료 | 204.1207 | 629.4362 | 0.28018 | 0 | 0 | 0 | 833.837 |  |  |  |  | 노후 산업단지를 활용하는 형태를 제안? |  |  |  |  | 산업단지 재생사업지구 | [11 empty] | 0.60291
[13 empty] | 산단 재생 사업 <-> 도시 재생 사업 |  |  |  |  | http://luris.go.kr/web/actreg/lawlanguage/WebLawLanguageView.jsp?termsNo=00266&termsIndexNm= | [9 empty] | 주요 업종별 원료용 에너지 소비
연료용 에너지의 전력/열 전환 |  |  | -> 연결되지 않음 | [9 empty] | 산단 연계형 도시재생 뉴딜사업 |  |  |  |  | 해당 산업단지 또는 공업지역 면적의 50%까지 주변지역을 포함하여 재생사업지구에 포함할 수 있음 | [15 empty] | (TOE)
[8 empty] | (TWh) | [20 empty] | 철강 | 시멘트 | 정유 | 석유화학 | 기타 | 계
|  | 석탄 | 석유 | 도시가스 | 기타연료 | 전력 | 열에너지 | 계 |  |  |  |  | 새만금산단의 경우 재생에너지 특화 단지로 조성 | [14 empty] | Coal | 13137.8174 | 1294.1826 | 0 | 0 | 0 | 14432
| 전력 | 0.021933 | 1.8067 | 7.9353 | 1.0083 | 117.8182 | 1.4806 | 130.071 |  |  |  |  | 이를 참고로 대표 유형 만드는 것은 어떨까? | [14 empty] | oil | 0 | 0 | 38610.1042 | 27175.8958 | 0 | 65786
| 열 | 107.3423 | 32.4943 | 79.0484 | 5.6406 | 46.9923 | 34.9822 | 306.5001
[13 empty] | 산업입지의 개발에 관한 통합지침(국토교통부), | [20 empty] | (TWh)
산업단지 현황 |  |  | -> 연결되지 않음 | [9 empty] | 산업단지의 토지 활용에 관련한 규정 | [14 empty] | Coal | 152.7653 | 15.0486 | 0 | 0 | 0 | 167.814
[8 empty] | (천m2) |  |  |  |  | 산업단지 내외의 녹지 조성 및 환경기초시설, 도로, 철도 등 인프라 구축에 관하여 규정함 | [14 empty] | oil | 0 | 0 | 448.9547 | 315.9988 | 0 | 764.9535
| 조성상태 | 지정면적 | 관리면적 | 산업시설구역 | [8 empty] | 해당 규정을 활용하여 유휴부지나 활용 가능성이 높은 시설들을 검토할 수 있지 않을까?
|  |  |  | 전체면적 | 분양대상 | 분양 | 미분양 | 분양률(%)
| 완료 | 920069 | 675897 | 426785 | 424866 | 408113 | 16753 | 94.232 | 0.46386 |  |  |  | 산업 업종별로 구분해야할까? | [14 empty] | fuel to electricity/heat
| 조성중 | 814886 | 550861 | 324560 | 251478 | 232867 | 18611 | 54.7377 |  |  |  |  | 산업단지로 살펴보아야하나? | [15 empty] | electricity | heat | electricity | heat
| 미개발 | 71960 | 71739 | 39806 | 781 | 680 | 101 | 1.4914 | [19 empty] | Coal | 0.02043% | 99.98% | 0.018035 | 88.2653
[28 empty] | oil | 5.267% | 94.73% | 2.1961 | 39.4974
[28 empty] | City gas | 9.123% | 90.88% | 7.9382 | 79.0774
[5 empty] | 산업단지 업종 구성 비율 | [7 empty] | 업종별 공장등록면적현황, 한국산업단지공단"공장등록현황" | [14 empty] | electricity | 71.49% | 28.51% | 196.1843 | 78.2489
| 면적 | 0 | km2 |  | 부문(시설) | 평균 | 특정업종집중 |  | 평균 | 특정업종집중 | [5 empty] | (km2) | [11 empty] | heat energy | 4.06% | 95.94% | 1.3695 | 32.3575
| 유형 | 특정업종집중 |  |  | 철강 | 9.316% | 0% |  | 0 | 0 | 1 |  |  | 공장용지 | 제조시설 | 부대시설 | [11 empty] | other | 15.16% | 84.84% | 5.6859 | 31.8092
[5 empty] | 정유 | 2.078% | 0% |  | 0 | 0 | 2 |  | 철강 | 80.6557 | 26.4619 | 8.1846 | [11 empty] | total |  |  | 213.3921 | 349.2557
| 국가산업단지 평균 면적은 약 13km2 |  |  |  | 석유화학 | 15.5% | 0% |  | 0 | 0 | 3 |  | 정유 | 17.9951 | 1.3983 | 2.7844
[5 empty] | 시멘트 | 8.484% | 0% |  | 0 | 0 | 4 |  | 석유화학 | 134.2081 | 35.153 | 21.9705
[5 empty] | 일반 | 64.62% | 100% |  | 0 | 0 | 5 |  | 시멘트 | 73.454 | 13.4715 | 5.7756
[5 empty] | 계 | 100% | 100% |  | 0 | 0 |  |  | 일반 | 559.4894 | 210.8034 | 93.5093
[13 empty] | 계 | 865.8024 | 287.2882 | 132.2243
| 산업중심형 모델 에너지 수급표 | [8 empty] | (MWh) |  |  | `
|  |  | 석탄 | 석유 | LNG | 전력 | 열 | 수소 | 바이오 | 계
| 소비 | 철강 | 0 | 0 | 0 | 0 | 0 | 0 | 0 | 0
|  | 정유 | 0 | 0 | 0 | 0 | 0 | 0 | 0 | 0 | [5 empty] | 436600000 |  | 온산
|  | 석유화학 | 0 | 0 | 0 | 0 | 0 | 0 | 0 | 0 | [5 empty] | 504272.1123 | 톤/km2 | 10085442.2451
|  | 시멘트 | 0 | 0 | 0 | 0 | 0 | 0 | 0 | 0
|  | 일반 | 0 | 0 | 0 | 0 | 0 | 0 | 0 | 0
|  | 산단열병합 | 0 | 0 | 0 | 0 | 0 | 0 | 0 | 0
|  | 계 | 0 | 0 | 0 | 0 | 0 | 0 | 0 | 0
| 생산 | 철강 | 0 | 0 | 0 | 0 | 0 | 0 | 0 | 0 |  |  | 업종별 에너지원별 소비 비중 |  |  | 산업부문 에너지사용 및 온실가스 배출량 통계, KEA
|  | 정유 | 0 | 0 | 0 | 0 | 0 | 0 | 0 | 0 |  |  |  | 석탄 | 석유 | LNG | 전력 | 열 | 수소 | 바이오 |  |  | (kTOE) |  | 전체에너지수요(석유+LNG) | 부생수소발생 | 에너지소비 당 부생수소 생산률
|  | 석유화학 | 0 | 0 | 0 | 0 | 0 | 0 | 0 | 0 |  |  | 철강 | 78.9% | 1.3% | 7.6% | 11.5% | 0.5% | 0.15% | 0.15% |  | 0.25642 | 33537.9 | 철강 | MWh
|  | 시멘트 | 0 | 0 | 0 | 0 | 0 | 0 | 0 | 0 |  |  | 정유 | 0% | 94.6% | 1.8% | 2.9% | 0.7% | 0.05% | 0.05% |  | 0.27773 | 36325.2 | 정유 | 407180148.8372 | 42707250 | 10.49%
|  | 일반 | 0 | 0 | 0 | 0 | 0 | 0 | 0 | 0 |  |  | 석유화학 | 1% | 71.3% | 6.2% | 15% | 5.9% | 0.25% | 0.25% |  | 0.2742 | 35863.9 | 석유화학 | 323192122.093 | 14235750 | 4.405%
|  | 산단열병합 | 0 | 0 | 0 | 0 | 0 | 0 | 0 | 0 |  |  | 시멘트 | 36.9% | 24.3% | 9.9% | 18.7% | 0.5% | 4.35% | 4.35% |  | 0.048762 | 6377.8 | 시멘트
|  | 계 | 0 | 0 | 0 | 0 | 0 | 0 | 0 | 0 |  |  | 일반 | 0% | 1.121% | 16.77% | 73.01% | 4.403% | 2.348% | 2.348% |  | 0.14289 | 18688.9 | 일반
[23 empty] | 130793.7 | 계
[13 empty] | 철강 | 20.23% | 0.3333% | 1.949% | 2.949% | 0.1282% | 0.03846% | 0.03846% | 25.67%
[13 empty] | 정유 | 0% | 26.27% | 0.4999% | 0.8054% | 0.1944% | 0.01389% | 0.01389% | 27.8% |  | 기타제조업 | 4975.3 |  | 2.9% | 14.9% | 80.9% | 0.7%
산업부문 에너지 생산 | [12 empty] | 석유화학 | 0.2742% | 19.55% | 1.7% | 4.113% | 1.618% | 0.06855% | 0.06855% | 27.39% |  | 펄프,종이 | 2627.6 |  |  | 11.5% | 39.5% | 14.7% | 11.5% | 11.5%
수소 | 석유화학 | 127200 | 석탄: 톤/년 |  |  | 시멘트 | 1.799% | 1.185% | 0.4827% | 0.9119% | 0.02438% | 0.2121% | 0.2121% | 4.827% |  | 전자장비제조업 | 5600.3 |  |  | 19.9% | 77.4% | 2.6%
|  | 947.7819 | 석탄: 톤/km2 |  |  | 일반 | 0% | 0.1602% | 2.396% | 10.43% | 0.6291% | 0.3355% | 0.3355% | 14.29% |  | 음식료업 | 2373.8
|  | 32035.0298 | 석탄: MWh/km2 | [10 empty] | 99.98% |  | 자동차제조업 | 1979
[23 empty] | 석유제품억 | 1001.1
[13 empty] | 국내 2018년 기준 수소생산 총량은 약 171만톤 으로 추산되지만, 대부분 자체 공정에 재투입 | [9 empty] | 광업 | 131.7
PV 생산 잠재량 | 면적(km2) |  | 석탄: 용량; 석유: 발전량; LNG: 면적당 발전량 |  |  | 외부에 판매되는 양은 14%인 24만톤에 불과 | [13 empty] | 나머지 일반은 구성비가 있는 3개 평균 적용
| 공장 지붕 | 유휴부지 | 석탄: MW; 석유: MWh; LNG: MWh/km2; 열: 태양광 면적/km2 |  |  | 국내 총 생산량 |  |  | 외부판매량
철강 | 4.6113 | 23.0046 | 석탄: 2789.4833; 석유: 4887174.7478; LNG: 60593.0313; 열: 0.34239 |  |  | 구분 | 비중 | 생산량(톤) | 구분 | [5 empty] | MWh |  | 13203.2 |  | 144.2837 | 741.3197 | 4025.0177 | 34.8271 |  |  | 4945.4482
정유 | 1.0288 | 6.9062 | 석탄: 801.5215; 석유: 1404265.6897; LNG: 78035.8953; 열: 0.44096 |  |  | 정유공정 | 75% | 1282500 | 천연가스개질 | 47% | 112800 |  | 56943000 | 75% | 42707250 |  |  |  | 0 | 302.174 | 1037.902 | 386.2572 | 302.174 | 302.174 | 2330.6812
석유화학 | 7.673 | 38.5423 | 석탄: 4668.2091; 석유: 8178702.2798; LNG: 60940.4588; 열: 0.34436 |  |  | 납사분해 | 13% | 222300 | 석유화학공정 | 34% | 81600 |  |  | 25% | 14235750 |  |  |  | 0 | 1114.4597 | 4334.6322 | 145.6078 | 0 | 0 | 5594.6997
시멘트 | 4.1995 | 27.1034 | 석탄: 3161.9183; 석유: 5539680.8203; LNG: 75416.9976; 열: 0.42616 |  |  | CA공정 | 3% | 51300 | CA공정 | 12% | 28800 | [7 empty] | 144.2837 | 2157.9534 | 9397.5519 | 566.6921 | 302.174 | 302.174 | 12870.8291
일반 | 31.9874 | 127.5884 | 석탄: 16118.76; 석유: 28240067.5472; LNG: 50474.7098; 열: 0.28522 |  |  | 천연가스개질 | 6% | 102600 | 기타유화 | 6% | 14400 | [7 empty] | 1.121% | 16.77% | 73.01% | 4.403% | 2.348% | 2.348%
| 49.5 | 223.1449 | 전력: 5.717%; 열: 25.77% |  |  | 기타 | 3% | 51300 | 기타 | 1% | 2400
폐기물 소각열 | [13 empty] | 100% | 1710000 |  | 100% | 240000 | bar: 석유
| MWh/년 | 1km2 당 | 석유: 1km2 당
철강 | 1800030.2941 | 22317.4528 |  | 34421.0003 |  |  | PV | 폐기물소각열 | 산업폐열 | 부생수소 | 계 |  | 공장지붕을 활용한 태양광 잠재 발전용량 | [5 empty] | 산업단지관리공단 자료, 전국 1000여개 산업단지 공장지붕 태양광 잠재 발전용량
정유 | 1949628.9404 | 108342.0616 |  | 167099.81 |  | 철강 | 4887174.7478 | 1800030.2941 | 976220.3676 | 0 | 7663425.4096 |  | 5 | GW | 49.5 | km2 |  |  | https://www.ikld.kr/news/articleView.html?idxno=235810
석유화학 | 1924870.2651 | 14342.4315 |  | 22120.8416 |  | 정유 | 1404265.6897 | 1949628.9404 | 1057353.0274 | 0 | 4411247.6575
시멘트 | 342306.2628 | 4660.144 |  | 7187.5057 |  | 석유화학 | 8178702.2798 | 1924870.2651 | 1043925.5184 | 4235760 | 15383258.0633 |  | 유휴부지를 활용한 PV 잠재량
일반 | 1003061.7947 | 1792.8163 |  | 2765.1242 |  | 시멘트 | 5539680.8203 | 342306.2628 | 185644.8454 | 0 | 6067631.9284 |  | 공장용지 - (제조시설+부대시설) = 유휴부지
[6 empty] | 일반 | 28240067.5472 | 1003061.7947 | 543996.0412 | 0 | 29787125.383 |  | 위 유휴부지의 일정 부분 활용 |  | 50%
산업폐열 |  |  | 열: PV; 수소: 폐기물소각열; 바이오: 산업폐열; (MWh) 계: 부생수소 | 계
철강 | 976220.3676 | 12103.5474 |  |  |  | 철강 | 4887.1747 | 1800.0303 | 976.2204 | 0 | 7663.4254 |  | 산업폐기물 | ->사업장 폐기물 자료로 활용(향후 보완)
정유 | 1057353.0274 | 58757.7484 |  |  |  | 정유 | 1404.2657 | 1949.6289 | 1057.353 | 0 | 4411.2477
석유화학 | 1043925.5184 | 7778.4101 |  |  |  | 석유화학 | 8178.7023 | 1924.8703 | 1043.9255 | 4235.76 | 15383.2581 |  | 계 | 매립 | 소각 | 재활용 | 해역배출
시멘트 | 185644.8454 | 2527.3617 |  |  |  | 시멘트 | 5539.6808 | 342.3063 | 185.6448 | 0 | 6067.6319 |  | 16727 | 21060 | 9716 | 13910 | 42 | (톤/일)
일반 | 543996.0412 | 972.308 |  |  |  | 일반 | 28240.0675 | 1003.0618 | 543.996 | 0 | 29787.1254 |  | 6105355 | 7686900 | 3546340 | 5077150 | 15330 | 톤/년
[6 empty] | 계 | 48249.8911 | 7019.8976 | 3807.1398 | 4235.76 | 63312.6884
산업단지 열병합발전 연료 사용 및 에너지 생산량 | [12 empty] | 사업장폐기물 저위발열량 |  | 3404.7 | kcal/kg |  | A study on the evaluation of lower heating value using heat balance method in industrial waste incineration facilities 논문 수치 인용
에너지 밸런스(MWh/km2) | [12 empty] | 소각열 회수율 |  | 50%
| 석탄 | 석유 | LNG | 전력 | 열 | 수소 | 바이오 | 계 | [6 empty] | 7019897.557 | MWh |  | 업종별 에너지 분배를 위해, 에너지 소비량이 많을수록 폐기물배출량도 많을 것이라는 일반적인 방법 적용
소비 | 568352.332 | 165688.4439 | 264183.3174 | 0 | 0 | 0 | 162707.4477 | 1160931.541
생산 | 0 | 0 | 0 | 182335.0719 | 1123178.2777 | 0 | 0 | 1305513.3496 |  |  |  |  | https://www.mk.co.kr/news/society/view/2009/04/220895/
[13 empty] | 570000000 | l
158.9l
[13 empty] | 3587161.7369 | 배럴 | 산업폐기물 소각 폐열로 인한 원유 대체 효과
2020년 수소 수요 | 열: MWh/톤 | coal | 0.65 |  |  | 487853.9962 | 톤 | https://www.hkbs.co.kr/news/articleView.html?idxno=662235
4440000 | 석탄: 톤; 전력: 고로; 열: 5.4453 | oil products | 0.8 |  |  | 4.8785e+12 | kcal
정유 | 석탄: 86%; 석유: 3818400; 전력: DRI; 수소: 157.1327 | biofuel/waste | 0.65
| 전력: 전기로; 바이오: 0.5 | resistance heater | 1 |  |  | 5672720886.3261 | 5672720.8863 | MWh
| 전력: *전환비율 확인 필요 | HP | 3
[9 empty] | NG | 0.85 |  |  | 산업폐열 관련 |  | 집단에너지사업편람에서 산업폐열 항목으로 외부수열 받는 양
[13 empty] | 한난 | 2 | Gcal/h
업종별 km2 당 에너지원별 소비(2020) | 바이오: (MWh) | raw | fuel |  |  | 인천종합에너지 | 65.85
| 석탄 | 석유 | LNG | 전력 | 열 | 수소 | 바이오 | coal | 0.65531 | 0.34469 |  |  | SK에너지 | 106.3
철강 | 3814865.4835 | 62855.8318 | 367464.8628 | 556032.3582 | 24175.3199 | 7252.596 | 7252.596 | oil | 0.94832 | 0.051679 |  |  | 상공에너지 | 6
정유 | 0 | 22204747.119 | 422500.4737 | 680695.2077 | 164305.7398 | 11736.1243 | 11736.1243 | [5 empty] | 충청에너지서비스 | 24.255
석유화학 | 31072.7996 | 2215490.6117 | 192651.3575 | 466091.994 | 183329.5177 | 7768.1999 | 7768.1999 | [5 empty] | 한주 | 230.2
시멘트 | 372548.9187 | 245337.0928 | 99952.1489 | 188798.5035 | 5048.0883 | 43918.3685 | 43918.3685 | [6 empty] | 434.605 | Gcal/h
일반 | 0 | 4354.1575 | 65122.1795 | 283596.9775 | 17101.4929 | 9118.9316 | 9118.9316 |  |  |  | 2.3 |  |  | 3807139.8 | Gcal/year
2300000
[11 empty] | 3538461.5385 |  | 산업단지 열병합발전 연료사용량 |  |  |  |  | 단위:toe
[10 empty] | MWh/km2 | 43871.1775 |  |  | 석탄 | 석유 | 가스 | 바이오 | 폐기물 | 계
원료 |  |  | 석탄 | 석유 | LNG | 전력 | 열 | 수소 | 바이오 | 계 |  |  |  | 4048443 | 1180219 | 1881810 | 659849 | 499136 | 8269457
|  | 철강 | 2499938.1854 |  |  | 0 | 0 | 0 | 0 | 2499938.1854 |  |  |  | 47074918.6047 | 13723476.7442 | 21881511.6279 | 7672662.7907 | 5803906.9767 | 96156476.7442 | MWh
|  | 정유 | 0 | 21057235.6456 | 0 | 0 | 0 | 0 | 0 | 21057235.6456 | 1277218.4189
|  | 석유화학 | 0 | 2100997.0359 | 0 | 0 | 0 | 0 | 0 | 2100997.0359 | 1624959.8205 |  | 산업단지 열병합발전 에너지 생산량 |  |  | MWh
|  | 시멘트 | 0 | 0 | 0 | 0 | 0 | 0 | 0 | 0 | 18535.5725 |  |  | 열 | 전기
|  | 일반 | 0 | 0 | 0 | 0 | 0 | 0 | 0 | 0 | 1.141% |  |  | 93029487.2093 | 15102267 | 108131754.2093
|  | 계 | 2499938.1854 | 23158232.6815 | 0 | 0 | 0 | 0 | 0 | 25658170.867
산업단지 집단에너지사업자 현황
연료 |  |  | 석탄 | 석유 | LNG | 전력 | 열 | 수소 | 바이오 | 계
|  | 철강 | 1314927.2981 | 62855.8318 | 367464.8628 | 556032.3582 | 24175.3199 | 7252.596 | 7252.596 | 2339960.8627
|  | 정유 | 0 | 1147511.4734 | 422500.4737 | 680695.2077 | 164305.7398 | 11736.1243 | 11736.1243 | 2438485.1431 |  |  | 사업주체 | 지역 | 면적 (천㎡) | 지역지정일
|  | 석유화학 | 31072.7996 | 114493.5757 | 192651.3575 | 466091.994 | 183329.5177 | 7768.1999 | 7768.1999 | 1003175.6444 |  |  | 지에스이앤알 | 반월공업단지 | 15374 | 2086-10-20
|  | 시멘트 | 372548.9187 | 245337.0928 | 99952.1489 | 188798.5035 | 5048.0883 | 43918.3685 | 43918.3685 | 999521.4892 |  |  | 한화토탈 | 삼성종합화학 1단지 (충남 서산군) | 1273 | 2090-08-02
|  | 일반 | 0 | 4354.1575 | 65122.1795 | 283596.9775 | 17101.4929 | 9118.9316 | 9118.9316 | 388412.6706 |  |  | 제이비 (구. 중부도시가스) | 군장국가산업단지 (충남 서천군 장항읍) | 12364 | 2005-12-28
|  | 계 | 1718549.0164 | 1574552.1313 | 1147691.0225 | 2175215.0409 | 393960.1585 | 79794.2202 | 79794.2202 | 7169555.8101 | 32827726.677 |  | 석문에너지 | 석문국가 산업단지 (충청남도 당진군 석문면 삼봉리, 고대면 성산리 일원) | 11999 | 2007-02-26
[13 empty] | 부산패션칼라 산업협동조합 | 부산경남염색공업 협업화단지 | 251 | 2090-10-20
원료 전환 |  |  | 석탄 | 석유 | LNG | 전력 | 열 | 수소 | 바이오 | 계 |  |  | 대구염색산업 단지관리공단 | 대구염색공업단지 | 864 | 2086-10-20
(감축수단 적용) |  | 철강 | 2499938.1854 | 0 | 0 | 0 | 0 | 0 | 0 | 2499938.1854 |  |  | 대전 열병합발전 | 대전3, 4공단 | 3135 | 2099-12-13
|  | 정유 | 0 | 21057235.6456 | 0 | 0 | 0 | 0 | 0 | 21057235.6456 |  |  |  | 한국과학산업단지 | 4263 | 2093-12-21
|  | 석유화학 | 0 | 2100997.0359 | 0 | 0 | 0 | 0 | 0 | 2100997.0359 |  |  | 한주 | 울산석유화학 공업단지 | 2633 | 2087-11-30
|  | 시멘트 | 0 | 0 | 0 | 0 | 0 | 0 | 0 | 0 |  |  |  |  | 3480 | 2094-10-10
|  | 일반 | 0 | 0 | 0 | 0 | 0 | 0 | 0 | 0 |  |  | 미정 | 울산 미포 국가산업단지 부곡용연지구 | 616 | 2020-12-22
|  | 계 | 2499938.1854 | 23158232.6815 | 0 | 0 | 0 | 0 | 0 | 25658170.867 |  |  | 전북집단에너지 | 익산배산지구 | 995 | 2005-01-19
[13 empty] | OCI SE | 새만금‧군산 경제자유구역 새만금산업지구 | 18700 | 2010-12-17
연료전환 |  |  | 석탄 | 석유 | LNG | 전력 | 열 | 수소 | 바이오 | 계 |  |  | 여천NCC | 여천석유화학단지 | 2369 | 2091-09-13
1 에너지효율 |  | 철강 | 1314927.2981 | 62855.8318 | 367464.8628 | 556032.3582 | 24175.3199 | 7252.596 | 7252.596 | 2339960.8627 |  |  | 지에스이앤알 | 구미공업단지 | 4511 | 2090-08-22
|  | 정유 | 0 | 1147511.4734 | 422500.4737 | 680695.2077 | 164305.7398 | 11736.1243 | 11736.1243 | 2438485.1431 |  |  |  |  | 82.827 | km2
|  | 석유화학 | 31072.7996 | 114493.5757 | 192651.3575 | 466091.994 | 183329.5177 | 7768.1999 | 7768.1999 | 1003175.6444
|  | 시멘트 | 372548.9187 | 245337.0928 | 99952.1489 | 188798.5035 | 5048.0883 | 43918.3685 | 43918.3685 | 999521.4892
|  | 일반 | 0 | 4354.1575 | 65122.1795 | 283596.9775 | 17101.4929 | 9118.9316 | 9118.9316 | 388412.6706
|  | 계 | 1718549.0164 | 1574552.1313 | 1147691.0225 | 2175215.0409 | 393960.1585 | 79794.2202 | 79794.2202 | 7169555.8101 |  | 30.34%
연료전환 |  |  | 석탄 | 석유 | LNG | 전력 | 열 | 수소 | 바이오 | 계
2 전력화비중 |  | 철강 | 1314927.2981 | 62855.8318 | 367464.8628 | 556032.3582 | 24175.3199 | 7252.596 | 7252.596 | 2339960.8627 |  | 23.76%
|  | 정유 | 0 | 1147511.4734 | 422500.4737 | 680695.2077 | 164305.7398 | 11736.1243 | 11736.1243 | 2438485.1431 |  | 27.91%
|  | 석유화학 | 31072.7996 | 114493.5757 | 192651.3575 | 466091.994 | 183329.5177 | 7768.1999 | 7768.1999 | 1003175.6444 |  | 46.46%
|  | 시멘트 | 372548.9187 | 245337.0928 | 99952.1489 | 188798.5035 | 5048.0883 | 43918.3685 | 43918.3685 | 999521.4892 |  | 18.89%
|  | 일반 | 0 | 4354.1575 | 65122.1795 | 283596.9775 | 17101.4929 | 9118.9316 | 9118.9316 | 388412.6706 |  | 73.01%
|  | 계 | 1718549.0164 | 1574552.1313 | 1147691.0225 | 2175215.0409 | 393960.1585 | 79794.2202 | 79794.2202 | 7169555.8101 | 32827726.677 | 30.34%
54.96%

## 온산국가산업단지 2050 (hidden)
온산국가산업단지 현황 | [25 empty] | 업종별 공장등록면적현황, 한국산업단지공단"공장등록현황"
(km2)
용도별 구역 면적 | [12 empty] | m2 | [13 empty] | 공장용지 | 제조시설 | 부대시설
총면적 | 산업시설구역 | [9 empty] | 자원시설구역 | 공공시설구역 | 녹지구역 | [12 empty] | 철강 | 80.6557 | 26.4619 | 8.1846 | 115.3022
| 소계 | 공장시설용도 | [5 empty] | 특정용도 | [17 empty] | 정유 | 17.9951 | 1.3983 | 2.7844 | 22.1778
|  | 소계 | 석유화학 | 조선 | 1차금속 | 종이인쇄 | 기타 | 소계 | 자원비축시설 | 폐기물처리시설 | [15 empty] | 석유화학 | 134.2081 | 35.153 | 21.9705 | 191.3316
20513707.7 | 16891490.5 | 15711049 | 6369300 | 4835550 | 1690150 | 731774 | 2084275 | 1180441.5 | 849135.5 | 331306 | 561169.5 | 1927752.9 | 1133294.8 | [12 empty] | 시멘트 | 73.454 | 13.4715 | 5.7756 | 92.7011
[26 empty] | 일반 | 559.4894 | 210.8034 | 93.5093 | 863.8022
자원시설구역 | [25 empty] | 계 | 865.8024 | 287.2882 | 132.2243 | 1285.3149
용도구분 | 세부용도 | 면적(m2) |  | 업종별 km2 당 에너지원별 소비 | [6 empty] | (MWh)
합계 |  | 561000 |  |  | 석탄 | 석유 | LNG | 전력 | 열 | 수소 | 바이오 | [13 empty] | 2020 | 업종별 km2 당 에너지원별 소비 | [6 empty] | (MWh)
특정용도 | 소계 | 482000 |  | 철강 | 3814865.4835 | 62855.8318 | 367464.8628 | 556032.3582 | 24175.3199 | 7252.596 | 7252.596 | [15 empty] | 석탄 | 석유 | LNG | 전력 | 열 | 수소 | 바이오
| 변전소 | 35000 |  | 정유 | 0 | 22204747.119 | 422500.4737 | 680695.2077 | 164305.7398 | 11736.1243 | 11736.1243 | [14 empty] | 철강 | 3814865.4835 | 62855.8318 | 367464.8628 | 556032.3582 | 24175.3199 | 7252.596 | 7252.596
| 하수처리시설 | 244000 |  | 석유화학 | 31072.7996 | 2215490.6117 | 192651.3575 | 466091.994 | 183329.5177 | 7768.1999 | 7768.1999 | [14 empty] | 정유 | 0 | 22204747.119 | 422500.4737 | 680695.2077 | 164305.7398 | 11736.1243 | 11736.1243
| 항만배후시설 | 191000 |  | 시멘트 | 372548.9187 | 245337.0928 | 99952.1489 | 188798.5035 | 5048.0883 | 43918.3685 | 43918.3685 | [14 empty] | 석유화학 | 31072.7996 | 2215490.6117 | 192651.3575 | 466091.994 | 183329.5177 | 7768.1999 | 7768.1999
| 주차장 | 12000 |  | 일반 | 0 | 4354.1575 | 65122.1795 | 283596.9775 | 17101.4929 | 9118.9316 | 9118.9316 | [14 empty] | 시멘트 | 372548.9187 | 245337.0928 | 99952.1489 | 188798.5035 | 5048.0883 | 43918.3685 | 43918.3685
일반용도 | 소계 | 79000 | [10 empty] | 1. 산업부문 에너지 수요 전망 반영(2050 탄소중립 시나리오) | [12 empty] | 일반 | 0 | 4354.1575 | 65122.1795 | 283596.9775 | 17101.4929 | 9118.9316 | 9118.9316
| 주유소 | 3000 | [10 empty] | 2. 업종별 변경내용 반영
| 기타지원시설 | 76000 | [23 empty] | 업종별 에너지원별 소비 비중 |  |  | 산업부문 에너지사용 및 온실가스 배출량 통계, KEA
[13 empty] | 총 에너지 수요 | 93.7% | 기준년도 대비 | [11 empty] | 석탄 | 석유 | LNG | 전력 | 열 | 수소 | 바이오 |  | (kTOE)
에너지 소비 | [7 empty] | MWh | [17 empty] | 철강 | 78.9% | 1.3% | 7.6% | 11.5% | 0.5% | 0.15% | 0.15% |  | 33537.9 | 철강
| 석탄 | 석유 | LNG | 전력 | 열 | 수소 | 바이오 | 계 | [5 empty] | 석탄 | 석유 | LNG | 전력 | 열 | 수소 | 바이오 | 계 |  |  |  |  | 정유 | 0% | 94.6% | 1.8% | 2.9% | 0.7% | 0.05% | 0.05% |  | 36325.2 | 정유 |  | 원료 | 연료
철강 | 6447694.897 | 106235.7841 | 621070.7379 | 939778.0902 | 40859.917 | 12257.9751 | 12257.9751 | 8180155.3763 |  |  |  |  | 철강 | 6041490.1185 | 99542.9297 | 581943.2814 | 880572.0705 | 38285.7422 | 11485.7227 | 11485.7227 | 7664805.5876 |  |  |  |  | 석유화학 | 1% | 71.3% | 6.2% | 15% | 5.9% | 0.25% | 0.25% |  | 35863.9 | 석유화학 |  | 27175.8958 | 8688.0042
정유 | 0 | 0 | 0 | 0 | 0 | 0 | 0 | 0 |  |  |  |  | 정유 | 0 | 0 | 0 | 0 | 0 | 0 | 0 | 0 |  |  |  |  | 시멘트 | 36.9% | 24.3% | 9.9% | 18.7% | 0.5% | 4.35% | 4.35% |  | 6377.8 | 시멘트 |  | 75.78% | 24.22%
석유화학 | 197911.9825 | 14111124.3528 | 1227054.2915 | 2968679.7376 | 1167680.6968 | 49477.9956 | 49477.9956 | 19771407.0525 |  |  |  |  | 석유화학 | 185443.5276 | 13222123.5186 | 1149749.8712 | 2781652.9141 | 1094116.8129 | 46360.8819 | 46360.8819 | 18525808.4082 |  |  |  |  | 일반 | 0% | 1.121% | 16.77% | 73.01% | 4.403% | 2.348% | 2.348% |  | 18688.9 | 일반
시멘트 | 0 | 0 | 0 | 0 | 0 | 0 | 0 | 0 |  |  |  |  | 시멘트 | 0 | 0 | 0 | 0 | 0 | 0 | 0 | 0 | [13 empty] | 130793.7 | 계
일반 | 0 | 33316.2673 | 498288.8037 | 2169970.3497 | 130853.7657 | 69774.408 | 69774.408 | 2971978.0023 |  |  |  |  | 일반 | 0 | 31217.3424 | 466896.6091 | 2033262.2176 | 122609.9785 | 65378.6203 | 65378.6203 | 2784743.3882 |  |  |  |  | 철강 | 20.23% | 0.3333% | 1.949% | 2.949% | 0.1282% | 0.03846% | 0.03846% | 25.67%
계 | 6645606.8795 | 14250676.4042 | 2346413.8331 | 6078428.1775 | 1339394.3795 | 131510.3787 | 131510.3787 | 30923540.4311 |  |  |  |  | 계 | 6226933.6461 | 13352883.7907 | 2198589.7616 | 5695487.2023 | 1255012.5335 | 123225.2249 | 123225.2249 | 28975357.384 |  |  |  |  | 정유 | 0% | 26.27% | 0.4999% | 0.8054% | 0.1944% | 0.01389% | 0.01389% | 27.8%
[26 empty] | 석유화학 | 0.2742% | 19.55% | 1.7% | 4.113% | 1.618% | 0.06855% | 0.06855% | 27.39%
| MWh 계: GWh |  |  |  |  | 철강 1톤 생산시 | 석탄(톤) | 수소(톤) | 전력 |  | 일반적으로 고로 철강 1톤 생산시 0.6~0.8톤 유연탄, 50000~55000Nm3 수소 각가 필요 | [7 empty] | 시멘트 | 1.799% | 1.185% | 0.4827% | 0.9119% | 0.02438% | 0.2121% | 0.2121% | 4.827%
철강 | 6447.6949 | 106.2358 | 621.0707 | 939.7781 | 40.8599 | 12.258 | 12.258 | 8180.1554 |  |  |  |  | 고로 | 0.7 | [11 empty] | 일반 | 0% | 0.1602% | 2.396% | 10.43% | 0.6291% | 0.3355% | 0.3355% | 14.29%
정유 | 0 | 0 | 0 | 0 | 0 | 0 | 0 | 0 |  |  |  |  | DRI |  | 4.7187
석유화학 | 197.912 | 14111.1244 | 1227.0543 | 2968.6797 | 1167.6807 | 49.478 | 49.478 | 19771.4071 |  |  |  |  | 전기로
시멘트 | 0 | 0 | 0 | 0 | 0 | 0 | 0 | 0
일반 | 0 | 33.3163 | 498.2888 | 2169.9703 | 130.8538 | 69.7744 | 69.7744 | 2971.978 | [5 empty] | MWh/톤 |  |  |  | 유연탄 | 6690 | 7.7791 | kWh/kg
계 | 6645.6069 | 14250.6764 | 2346.4138 | 6078.4282 | 1339.3944 | 131.5104 | 131.5104 | 30923.5404 |  |  |  |  | 고로 | 5.4453 |  |  |  | 수소 |  | 33.3 | kWh/kg
[13 empty] | DRI |  | 157.1327
에너지 생산 | [12 empty] | 전기로 |  |  | 0.5
소각열 | 석유: 202736.0287; LNG: MWh/y; 열: 온산산업단지 폐기물 발생 및 처리현황 |  |  |  |  | *전환비율 확인 필요 |  |  |  |  | 고로공정 |  |  | 전기로 공정
| 열: 소각; 수소: 280.6; 바이오: 톤/일; MWh 계: 102419 | 톤/년 | [8 empty] | 유연탄 0.6~0.8톤 |  |  | 1톤 생산시 350~700kWh 전력
사업장폐기물 저위발열량 |  | 3404.7 | kcal/kg |  | 하수처리 | 194000 | m3/일 | 70810000 | m3/년 | 3451838.2067 | m3/km2.년 | [6 empty] | 유연탄 에너지 밀도 24~28MJ/kg |  |  | 525
소각열 회수율 | 석유: 50% | [9 empty] | 18200 | MJ
|  | 7019897.557 | MWh
| 석유: 8107.9674; LNG: MWh/km2 | [9 empty] | DRI 공정
[18 empty] | 수소 50000~55000Nm3 |  |  | 수소 밀도
하수처리 | [12 empty] | DRI | 30% |  |  |  | 수소 에너지밀도 141.8MJ/kg |  |  | 0.08988 | kg/m3 |  |  |  |  | heat temperature(%) | [6 empty] | Industry(TWh) | raw material | fuel | Total
발열량 | 석탄: 5000; 석유: kcal/m3 |  |  |  |  | EAF | 70% |  |  |  | 669111.66 | MJ |  | 4718.7 | kg |  |  |  | (%) | Iron | Cement | Refinery | Chemical | Etc |  |  | Coal | 167.8442 | 88.2833 | 256.1275 |  | 65.53% | 34.47%
| 석탄: 60%; LNG: 바이오가스 메탄 비중; 열: 50~70% |  |  | <원료전환> | [14 empty] | low(=<100) | 0.034 | 0.034 | 0.214 | 0.214 | 0.24 |  |  | oil | 765.0912 | 41.6936 | 806.7847 |  | 94.83% | 5.168%
개질수소 | 247011.6279 | MWh/y | [9 empty] | 석탄원료전환 |  | 석탄 | 석유 | LNG | 전력 | 열 | 수소 | 바이오 | 계 |  |  |  |  | high(>100) | 0.966 | 0.966 | 0.786 | 0.786 | 0.76 |  |  | City gas | 0.23334 | 87.0157 | 87.249
[13 empty] | 철강 | 2082411.6373 | 99542.9297 | 581943.2814 | 1135041.9878 | 38285.7422 | 1040714.7503 | 11485.7227 | 4989426.0514 |  | coal | 0.65 | [9 empty] | electricity | 0 | 274.4331 | 274.4331
[13 empty] | 정유 | 0 | 0 | 0 | 0 | 0 | 0 | 0 | 0 |  | oil products | 0.8 |  | (TWh) | Iron | Cement | Refinery | Chemical | Etc |  |  | heat energy | 0 | 33.727 | 33.727
개질수소 추정(전국 생산량과 LNG 소비량을 사용) | [5 empty] | 전국면적 | 지역면적 |  |  |  |  | 석유원료전환 | 석유화학 | 185443.5276 | 2256987.9518 | 1149749.8712 | 2781652.9141 | 1094116.8129 | 2554125.2728 | 4058783.9073 | 14080860.2577 |  | biofuel/waste | 0.65 |  | low(=<100) | 2.9093 | 0.60561 | 21.7495 | 20.1053 | 12.0703 | 57.44 |  | other | 0.0062506 | 37.4951 | 37.5014
정유 | 7602948.8372 | 1164557.1575 |  |  |  | 22.1778 | [6 empty] | 시멘트 | 0 | 0 | 0 | 0 | 0 | 0 | 0 | 0 |  | resistance heater | 1 |  | high(>100) | 82.6583 | 17.2064 | 79.8839 | 73.8445 | 38.2225 | 291.8157 |  | total | 933.1749 | 562.6478 | 1495.8227
석유화학 | 25855369.7674 | 3960312.8425 |  |  |  | 191.3316 | [6 empty] | 일반 | 0 | 31217.3424 | 466896.6091 | 2033262.2176 | 122609.9785 | 65378.6203 | 65378.6203 | 2784743.3882 |  | HP | 3 |  |  | 85.5676 | 17.812 | 101.6334 | 93.9498 | 50.2928 | 349.2557 |  |  | 62.39% | 37.61%
계 | 33458318.6047 | 3416580 | MWh | 5124870 | [8 empty] | 계 | 2267855.165 | 2387748.2239 | 2198589.7616 | 5949957.1196 | 1255012.5335 | 3660218.6433 | 4135648.2502 | 21855029.6972 |  | NG | 0.85 | [13 empty] | 감축수단 적용
|  | SMR |  |  | SMR | [21 empty] | raw material use | [10 empty] | 화학적재활용 | 0.3
2020 | 187950.0821 | 125306.3197 |  | 2050 | 0 | LNG에서 발생 |  |  |  |  | <연료전환> |  |  | 석탄 | 석유 | LNG | 전력 | 열 | 수소 | 바이오 | 계 |  |  |  |  | (TOE) | Iron | Cement | Refinery | Chemical | Etc | [6 empty] | 납사->바이오,수소 | 0.52
[13 empty] | 철강 | 0 | 0 | 0 | 3062895.685 | 38285.7422 | 1040714.7503 | 11485.7227 | 4153381.9001 |  |  |  |  | coal | 13137.8174 | 1294.1826 | 0 | 0 | 0 | 14432 | [5 empty] | 바이오 | 0.2
납사에서 발생 | 3.24% | [11 empty] | 정유 | 0 | 0 | 0 | 0 | 0 | 0 | 0 | 0 |  |  |  |  | oil | 0 | 0 | 38610.1042 | 27175.8958 | 0 | 65786 | [5 empty] | 수소 | 0.32
[13 empty] | 석유화학 | 0 | 1573686.3875 | 0 | 4305581.5561 | 1094116.8129 | 2554125.2728 | 4058783.9073 | 13586293.9365
2020 | 433572.9256 |  |  | 2050 | 50987.439 | [7 empty] | 시멘트 | 0 | 0 | 0 | 0 | 0 | 0 | 0 | 0 |  |  |  |  | (TWh) | Iron | Cement | Refinery | Chemical | Etc
[13 empty] | 일반 | 0 | 0 | 0 | 2455098.2093 | 122609.9785 | 65378.6203 | 65378.6203 | 2708465.4283 |  |  |  |  | coal | 152.7928 | 15.0513 | 0 | 0 | 0 | 167.8442
[13 empty] | 계 | 0 | 1573686.3875 | 0 | 9823575.4504 | 1255012.5335 | 3660218.6433 | 4135648.2502 | 20448141.265 |  |  |  |  | oil | 0 | 0 | 449.0355 | 316.0557 | 0 | 765.0912
산업시설구역 중 태양광 설치가능 면적(지붕, 유휴포함)
10%
1571104.9 | m2
158.6975 | MW
2488922.4 | m2 | m2/MW | MW
PV | 15% | 9900 | 37.7109
Fcell | 5% | 1000 | 124.4461
Gas Turbine | 5% | 1000 | 124.4461

## 항만인프라형 (hidden)
부산항을 기준으로 대표유형 결정
[14 empty] | 국내 총 생산수소(%, 만톤/yr) |  |  | 지역별 수소수급용량(톤/h) |  |  | 지역별비율(%)
에너지 소비 현황 | [13 empty] | 정유공정 | 75% |  | 지역 | 총용량(Nm3/h) | 총용량(톤/h)
| GWh |  | MWh/km2 | [10 empty] | 납사분해 | 13% |  | 여수 | 864500 | 76940.5 | 34.0381
석탄 | 0 |  | 0 | [10 empty] | 천연가스개질 | 6% |  | 울산 | 1258200 | 111979.8 | 49.5393
석유 | 57136.6279 |  | 322183.2074 | [10 empty] | CA공정 | 3% |  | 대산 | 267000 | 23763 | 10.5126
LNG | 9.4186 |  | 53.1098 | [10 empty] | 계(만톤/yr) | 171 |  | 기타 | 150100 | 13358.9 | 5.9099
전력 | 68.7209 |  | 387.505 | [10 empty] | 자체소비(만톤/yr) | 147 |  | 총계 | 2539800 | 226042.2
열 | 0 |  | 0
수소 | 0 |  | 0 | [10 empty] | 항만의 종류 |  | https://blog.naver.com/ulsan-port/221288258616
바이오 | 0 |  | 0 | [10 empty] | 국내외 | 무역항 |  | 국내 | 연안항
항만에서의 에너지 소비가 대부분 선박의 연료 사용이라면 국내/국외로 나누는 것이 좋을듯
부산항 에너지 생산(공급) 가능량 |  |  |  | * 항만인프라형에서는 수소 생산이 재생에너지 수전해와 해외 조달로 구분
항만시설 면적 현황
항만시설 면적 |  | 8284000 | m2 | [11 empty] | 항만시설 | 어항시설 | 마리나 | 계
[14 empty] | 전국 | 115862177 | 61355982 | 123883 | 177342042 | (m2) | 유휴공간
PV | 면적 |  | 설비용량(MW) | 발전량(MWh) | [10 empty] | 115.8622 | 61.356 | 0.12388 | 177.342 | km2 | 준설
| 유휴부지 | 481186.5394
| 신규에너지부지 | 103530.1797 | [11 empty] | 제3차 항만재개발 기본계획, 해수부
| 계 | 584716.7191 | 59.0623 | 103477.1406 |  | 7.058% | [7 empty] | 활용가능 항만공간 현황, 14개 항만
|  | 0.58472 | 8.284 | [10 empty] | 21210000 | m2 | [7 empty] | 그림과 같이 항만구역 내 해역은 항만연계형의 해상풍력 부지가 되고,
[14 empty] | 6730000 |  | 5.809% | 기존 항만시설에서의 유휴부지 비율 | [5 empty] | 해상풍력연계형은 항만구역 외 바깥지역에서 해상풍력을 진행하는 것이 어떨까?
WT | 해역면적 | 409.88 | km2 | (부산항만구역내 면적, 부산 해양공간관리계획(안), 2020) | [9 empty] | 14480000 |  | 12.5% | 확장가능 면적 |  |  | 18.31% |  |  | 가까이 항구가 있다면, 생산되는 수소를 바로 선박용 연료로 활용하거나,
| 활용 가능면적 비율 | 10% | [14 empty] | *확장가능 면적의 일정부분을 에너지 시설에 활용 | [5 empty] | 또는 육지로 운송하는것이 그나마 수월할 것이기 때문에…
| 풍력 면적 | 40.988 | km2 | 4.9479 | [10 empty] | 에너지 부지 | 10% | [6 empty] | 해상풍력연계형의 후보지역 또는 규모를 결정하는데 있어서 항구와의 연계를 살펴보는 것도 좋을 것 같음
| 해상풍력용량 | 204.94 | MW |  | 1km2 당 재생에너지발전량 | PV | 12491.2048 | MWh/km2 | [7 empty] | 1.25%
| 해상풍력발전량 | 622763.4109 | MWh |  |  | WT | 75176.6551 | MWh/km2
[6 empty] | 계 | 87667.8599 | MWh/km2 | [5 empty] | 항만시설에서의 주요 시설 및 항만 내 에너지 소비
항만에서의 에너지 소비는 대부분 수송에서 발생하며, 결국 물동량에 비례한 에너지 소비가 발생
수소 | 접안능력 |  | 1954632.6322 | 톤 | 한번에 수용할 수 있는 최대 선박 용량 | [8 empty] | 에너지총조사 보고서의 수상운송업 에너지지표 활용
| 접안선박 중 수소선박 비중 |  | 5% |  | *전국 항만시설 중 부산항의 면적 비중 적용
| 일평균 수소수용가능 |  | 15261.6707 | 톤/일
| km2당 수소 |  | 22392319.7232 | MWh/km2 |  |  |  |  | 해외에서 수소를 수입하는 창구가 된다면, |  |  |  |  | 수상운수업 전체 에너지 소비
[9 empty] | 운반선의 접안 능력이라든가, 등도 살펴볼 필요가 있지 않을까? | [10 empty] | Tcal
에너지 밸런스(MWh/km2) | [8 empty] | 한번에 선박 몇대(용량), 머무는 시간 등도 알아야 수소 수입가능량도 볼 수 있을 것임 |  |  |  |  | 수상운송업 | 내항여객 | 내항화물 | 외항여객 | 외항화물 | 내륙수상 및 항만내운송
| 석탄 | 석유 | LNG | 전력 | 열 | 수소 | 바이오 | 계 | [5 empty] | 49159.5 | 1307.2 | 4647.9 | 1660.4 | 39458.2 | 2085.8 | Total
소비 | 0 | 322183.2074 | 53.1098 | 387.505 | 0 | 0 | 0 | 322623.8223 | 국내 무역항 접안 능력 |  |  |  |  | -46490.9 | -1307.2 | -4647.9 | -1216.6 | -37233.5
생산 | 0 | 0 | 0 | 87667.8599 | 0 | 22392319.7232 | 0 | 22479987.5831 | 톤급 |  | 접안능력 | 수소수송량(max) |  | - | - | - | - | - | 0 | Briquette
[9 empty] | 300000 | 12 | 3600000 | 2280000 |  | 49126.8 | 1304.5 | 4642.5 | 1659.9 | 39439.7 | 2080.3 | Sub-total(Petroleum)
[9 empty] | 250000 | 3 | 750000 | 475000 |  | -46458.2 | -1304.5 | -4642.5 | -1216.1 | -37214.9
[9 empty] | 200000 | 18 | 3600000 | 2280000 |  | 0.1 | 0 | 0 | 0 | - |  | Kerosene Diesel Bunker-A Bunker-B Bunker-C JA-1 Propane Butane
[9 empty] | 150000 | 18 | 2700000 | 1710000 |  | 11646.6 | 847.3 | 3289.2 | 641.7 | 4895.8
[9 empty] | 100000 | 19 | 1900000 | 1203333.3333 |  | -11093.5 | -847.3 | -3289.2 | -303.3 | -4681.1
[9 empty] | 80000 | 8 | 640000 | 405333.3333 |  | 845 | 29.9 | 716.9 | - | 3.3
[9 empty] | 70000 | 7 | 490000 | 310333.3333 |  | 25.4 | - | 19.5 | 0.2 | 5.2
[9 empty] | 60000 | 4 | 240000 | 152000 |  | 36609.7 | 427.2 | 616.8 | 1017.9 | 34535.3
[9 empty] | 50000 | 116 | 5800000 | 3673333.3333 |  | -34494.2 | -427.2 | -616.8 | -912.5 | -32525.3
[9 empty] | 40000 | 19 | 760000 | 481333.3333 |  | - | - | - | - | -
[9 empty] | 30000 | 102 | 3060000 | 1938000 |  | - | - | - | - | -
[9 empty] | 20000 | 135 | 2700000 | 1710000 |  | 0.1 | - | - | - | -
[9 empty] | 10000 | 97 | 970000 | 614333.3333 |  | - | - | - | - | -
[9 empty] | 8000 | 16 | 128000 | 81066.6667 |  | 3.6 | - | 0.6 | - | 3 | 0 | City Gas
[11 empty] | 27338000 | 17314066.6667 |  | - | - | - | - | - | 0 | Heat Energy
[14 empty] | 29.2 | 2.7 | 4.8 | 0.5 | 15.6 | 5.5 | Electricity
*유조선 참고하여 적용
[14 empty] | 용도별 | [6 empty] | (439p)
[15 empty] | 수송 | 수송유지 | 건물 | 건물유지 | 계(Tcal) | GWh
[14 empty] | 석탄 | 0 | 0 | 0 | 0 | 0 | 0
[14 empty] | 석유 | 49118.7 | 5 | 8.1 | 5.7 | 49137.5 | 57136.6279 | 99.86%
[14 empty] | LNG |  | 1.1 | 3.6 | 3.4 | 8.1 | 9.4186
[14 empty] | 열 |  | 0 | 0 | 0 | 0 | 0
[14 empty] | 전력 |  | 0.6 | 29.2 | 29.3 | 59.1 | 68.7209
0
[13 empty] | 수소운반선 접안 능력 및 수소공급량 산정 |  |  |  |  | 항구에서 머무는 시간 3~4일
[16 empty] | http://www.maritimepress.co.kr/news/articleView.html?idxno=308472 |  |  |  |  | 49204.7
[13 empty] | SUISO FRONTIER |  |  | http://www.energy-news.co.kr/news/articleView.html?idxno=80956
[13 empty] | 8천톤급 | 1250cbm급 액화수소 저장탱크 |  |  | 운송기간 | 1달 | 손실율 | [6 empty] | 2.016 | g/mol
[14 empty] | 75만톤 운반 |  |  | 손실율 | 1% | %/일 | https://blog.naver.com/esjpark/222186749986 | [5 empty] | 22.4 | l/mol
[14 empty] | 기사가 잘못된듯? |  |  |  |  | 액화수소 저장탱크
[14 empty] | 75톤 | [5 empty] | 용량 | 11200 | m3 |  |  | 수소 | 0.09 | g/l | kg/m3
[20 empty] | 저장가능량 | 10000 | m3 | 720 | 톤 | 액화수소 | 72 | kg/m3
[14 empty] | https://skinnonews.com/archives/36348 | [5 empty] | 액화수소는 수소의 부피를 1/800으로 감소하여 저장
[14 empty] | SK이노베이션 원유 운송 관련 | [5 empty] | BOR(Boil-off Rate) | 0.1 | wt% 이하
[14 empty] | 수에즈막스급 |  |  | 호주에서 수소를 조달한다고 가정할 때,
[14 empty] | 12~18만톤급 | 95000 | 톤 | 수송 일정(왕복) | 60 | 일
[14 empty] | 150000 | 63.33%
https://m.blog.naver.com/PostView.naver?isHttpsRedirect=true&blogId=2bfair&logNo=220172413891
[15 empty] | 약 42만톤 |  | 1800000 | 252000
[13 empty] | 정유 배 -> 터미널(항구에서 옮기는데 걸리는 시간) |  |  |  | 배럴 | 톤
[13 empty] | 톤급 | 수송량
[13 empty] | 397894.7368 | 186404.4941 | 62134.8314 | 톤/일
http://www.petroleum.or.kr/ko/industry_new/industry2.php
수소 운반선박 톤당 수송량,
주요 수입국
수소 운반선의 연료?
손실률

## 해상풍력연계형 (hidden)
기본 면적규모는 서남해해상풍력을 기준 |  |  | 2 | GW | 400 | km2 |  | 전남신안 해상풍력단지를 기준으로 해도 될 듯
[13 empty] | km2 | https://www.msp.go.kr/manageplan/plan.do
지역 | 해양용도구역 | [10 empty] | 유보해역 | 합계 | 해양공간통합관리정보시스템
| 어업활동보호구역 | 골재광물자원개발구역 | 에너지개발구역 | 해양관광구역 | 환경생태계관리구역 | 항만항행구역 | 연구교육보전구역 | 군사활동구역 | 안전관리구역 | (중첩) | 소계
경남 | 3118.24 | 4.44 | 0 | 38.93 | 791.94 | 416.79 | 6.83 | 1991.51 | 225.19 | 1604.48 | 4989.39 | 986.13 | 5975.52 | 해양공간관리계획을 기반으로,
부산 | 701.7 | 1.08 | 0 | 61.54 | 158.73 | 409.87 | 9.26 | 957.16 | 248.35 | 738.54 | 1809.15 | 552.39 | 2361.54 | 영해구역 중 용도가 지정되지 않은 면적을 대상으로,
제주 | 6007.86 | 0 | 43.15 | 18.53 | 245.31 | 14.02 | 4.01 | 664.85 | 24.96 | 443.05 | 6579.64 | 3020.95 | 9600.59 | 해상풍력의 설치 가능성 검토
강원 | 2239.67 | 1.78 | 1.44 | 7.69 | 5.61 | 67.12 | 2.35 | 481.61 | 605.31 | 759.03 | 2653.55 | 1696.84 | 4350.39
전남 | 12509.8 | 52.3 | 57.4 | 886.5 | 3078.1 | 389.5 | 7.9 | 5054.7 | 576 | 2367.4 | 20244.8 | 11265.9 | 31510.7 | 해안선에서 일정 범위내(앞서 어촌지역형에서와 마찬가지로 12해리 내)
전북 | 1852.95 | 9.64 | 15.78 | 40.03 | 140.48 | 10.11 | 220.63 | 3376.87 | 318.77 | 1468.44 | 4516.82 | 748.54 | 5265.36
경북 | 4869.26 | 14.43 | 5.61 | 23.67 | 53.08 | 141.06 | 770.82 | 345.84 | 235.61 | 397.56 | 6061.82 | 2349.1 | 8410.92 | 서해안은 해상풍력이 어려울 것으로 가정
울산 | 835.68 | 0.44 | 2.17 | 0.32 | 3.55 | 61.71 | 369.06 | 107.46 | 72.88 | 223.02 | 1230.25 | 146.38 | 1376.63 | 남해안, 동해안, 제주해역 등 해양공간관리계획의 지도를 통해 가능면적 산출
계 | 32135.16 | 84.11 | 125.55 | 1077.21 | 4476.8 | 1510.18 | 1390.86 | 12980 | 2307.07 | 8001.52 | 48085.42 | 20766.23 | 68851.65
생산 전력량 산출
에너지 소비 = 수소 생산에 필요한 전력
에너지개발구역과 용도 미지정 면적의 일정 부분을 해상풍력 입지로 가능하다고 가정 | [13 empty] | 또는 수소 저장을 위한 에너지 소비
[14 empty] | 파이프라인? 선박? 으로 운송 |  |  |  |  | 육지로 운송은 차후에 고려
에너지개발구역 | 125.55 | [12 empty] | 만약 선박으로 운송하는 경우, 선박에서의 에너지 소비
미지정 | 20766.23 | [12 empty] | 항만 지역의 경우 선박으로 운송한다고 가정하고, 나머지는 파이프라인?
활용비율 | 100%
추가해역 | 20766.23 | [12 empty] | 해양공간관리계획은 광역자치단체 수립 의무
해상풍력면적 | 20891.78 | km2 | 30.34%
[14 empty] | 해상풍력단지의 밀도 |  | (Data investigation of installed and output power densities of onshore and offshore wind turbines worldwide(2021),
풍력설비용량 | 104458.9 | MW | [12 empty] | 최소 | 최대 | 평균
발전량 | 317425494.5736 | MWh | [11 empty] | 유럽 | 3.3 | 20.2 | 7.2 | MW/km2 |  |  | 91000 | km2 | 12해리 기준 해상을 포함하는 영해면적 91,000km2(참고), 신재생에너지백서의 풍력자원 잠재량 산정 기준
[14 empty] | 그외 | 1.15 | 6.32 | 2.94
초과생산 전력은 수소로 전환하고, 나머지 전력은 육지로 전송 | [13 empty] | 밀도가 산업부 보도자료보다 낮아서 사용 불가 | [6 empty] | 1 | 해리 | 1.852 | km
육지 송전 | 245687332.8 | MWh | [18 empty] | 12 |  | 22.224 | km
초과생산 전력 | 71738161.7736 | MWh
수소생산량 | 1281038.6031 | 톤/년 | [11 empty] | 섹터커플링 연구 참고 | [6 empty] | 남해의 경우 12해리 외의 수역에서도 평균수심이 깊지 않아,
[14 empty] | 2050년 풍력 발전량 중 초과생산된 전력량 비중은 전체 발전량의 | [6 empty] | 12해리 밖에서도 풍력이 충분히 가능
| 전력 | 수소 | [11 empty] | 22.6%
생산 | 245687332.8 | 42658585.4833 | MWh
| 614218.332 | 106646.4637 | MWh/km2
| 317425494.5736 | [14 empty] | 최소 | 최대 | 평균
| 245687332.8 | 71738161.7736 | 1281038.6031 | [10 empty] | 육상 | 유럽 | 6.2 | 46.9 | 19.8 | MW/km2 | 50505.0505 | m2/MW
[15 empty] | 그외 | 16.5 | 48 | 20.5 | MW/km2 | 48780.4878 | m2/MW
| 6114263.2933 | [12 empty] | 해상 | 유럽 | 3.3 | 20.2 | 7.2 | MW/km2 | 138888.8889 | m2/MW
| 4732439.789 | 1381823.5043 | 24675.4197

## 4.농어촌연계형 (hidden)
공간 구성 데이터
농어촌면적(육상면적) | [5 empty] | 해상면적 |  |  |  |  | 전국 경작지 구성 현황 |  | 통계청, 2020년 경제면적조사 결과 | https://eiec.kdi.re.kr/policy/materialView.do?num=211080
계 | 산림면적 | 경지면적 |  | 기타 |  | 농업활동보호구역 | 양식장 | 기타 |  |  |  | 논 | 52.7%
|  | 소계 | 농업진흥지역면적 | [8 empty] | 밭 | 47.3%
89741.18 | 50288 | 15650 | 7760 | 23803.18 |  | 32135.16 | 1606.09 | 30529.07
농어촌지역형(농촌)의 시나리오 탭은 재생에너지 잠재량에만 영향을 미친도록 구성
가축
장내발효에서 발생하는 메탄 포집 X
가축분뇨에서 발생하는 메탄 포집 O
가축 중 소,돼지,가금류 현재 구성에서 포집가능 -> 기술적으로 가능한지 추가 검토하여 보완
| 2018년 기준 |  |  | NIR보고서 2020,GIR |  | 가축 사육두수는 산림지역 외에 면적과 연계하여 분배
(마리) | 축산두수 | 메탄배출(천tCO2eq.) | 천tCH4
소 | 3493000 | 372.4 | 17.7333 |  |  | 39453.18
돼지 | 11358000 | 715.5 | 34.0714
가금류(닭,오리) | 184722000 | 302.5 | 14.4048
어선대수
| 2020년 기준 |  |  |  | https://www.korea.kr/news/pressReleaseView.do?newsId=156468509
| 대수(척) | 톤수
| 65772 | 550800
| tCH4/1km2 | tm3CH4/km2
소 | 0.44948 | 0.62926 | 3.6585 | MWh |  |  | 시장잠재량에 대한 명확히 구분된 수치는 없지만 바이오 자원으로 통합하여 나타난 값은
돼지 | 0.86359 | 1.209 | 7.0291 | MWh |  |  | 기술적 잠재량 | 시장 잠재량
가금류 | 0.36511 | 0.51114 | 2.9718 | MWh |  |  | 15192 | 633 | 4.167% | 기술적 잠재량의 해당 수준
기술적(GWh)
농산 잠재량 | 34647.407 | 2213.8918 | MWh/km2
임산 잠재량 | 114568.1395 | 2278.2401 | MWh/km2
농어촌지역형(어촌)의 시나리오 탭은 수소 수요와 재생에너지 잠재량에 영향

## 농어촌지역형(농촌) (hidden)
농어촌지역의 에너지 소비
에너지총조사 보고서의, | [25 empty] | 2020년 에너지총조사보고서 관련 내용, 78~79, 106~112, 224~231
농어촌지역 산업 - 농림어업의 에너지 소비 지표 참고
농어촌지역 가구 - 농림어가의 에너지 소비 지표 참고 | [5 empty] | 농림어업총조사 |  |  |  | 석탄 | 석유 | 도시가스 |  | 전력 | 기타
1)농림업
2)어업
바이오매스
인구 | 4128 | 명 |  | 면적 | 62.7 | km2 |  |  |  | 건물 |  |  | 농림업 |  |  |  |  | 임산
[5 empty] | 65.8373 | 인/km2 | [11 empty] | 농산
1) 농림업 |  |  |  |  | 1.0314 | [12 empty] | 축산 |  |  |  | 생산 - 내부 소비량 = 잉여 자원량(외부 판매량) |  |  |  | 외부에 판매하는 에너지 형태를 결정(전력 판매/유형의 에너지자원으로 판매 등)
에너지 소비 |  |  |  | (MWh) | [14 empty] | 에너지 밸런스
| 농업기계용 | 건물용 | 장비및설비 | 계 | [15 empty] | 소비 |  | 생산 | 내부 소비 (전력) | 외부 판매
계 | 47472.0625 | 21674.4128 | 6169.8517 | 75316.3271 | [9 empty] | 경작지 비중 | [9 empty] | 전력 | 고형연료(톤) | 바이오디젤(톤) | 바이오가스(톤)
석탄 | 25.5834 | 0 | 0 | 25.5834 | [14 empty] | 계 | 75316.3271 | 계 | 1277837.9291
석유 | 20873.8454 | 14934.7388 | 1126.4395 | 36935.0238 | [9 empty] | 31.74% |  |  |  |  | 석탄 | 25.5834 | 우드펠릿 | 85890.8951 | 0 |  | 16414.7044
도시가스 | 60.2198 | 0 | 41.0496 | 101.2694 | [14 empty] | 석유 | 36935.0238 | 바이오디젤 | 25974.9073 | 0 |  |  | 3499.6858
전기 | 24890.4308 | 6739.6738 | 4686.9862 | 36317.0908 | [14 empty] | LNG | 101.2694 | 바이오가스 | 13056.8481 | 0 |  |  |  | 1604.1591
기타 | 1621.9833 | 0 | 315.3765 | 1937.3598 | [5 empty] | 재생에너지 | [8 empty] | 전기 | 36317.0908 | 태양광 | 1136144.702 | 75316.3271 | 1077598.9515 |  |  |  |  | 수전해설비 용량 | 효율
[10 empty] | 태양광 | [8 empty] | 기타 | 1937.3598 | 풍력 | 16770.5766 | [6 empty] | 2000 | 60%
토지이용 | [9 empty] | 풍력(육상) |  |  |  | 경작지 외 비중 | [7 empty] | 1152915.2786 |  | 19242.8384 |  |  | 514.1536 |  | kW
| 경작지 | 경작지 외 |  |  | 주거면적은 상대적으로 매우 작기 때문에 무시 | [8 empty] | 68.26% | [14 empty] | 56 | kWh/kg
| 19.9 | 42.8 | *재생에너지 잠재량 산정 위한 면적(유휴지) | [17 empty] | 잉여 자원의 수소 전환시 |  |  | 수소 생산 잠재량 |  |  | 19756.992 | 톤/년 | 35.7143 | kg/h
| 31.74% | 68.26% |  |  | 유휴놓지가 경작지의 약 0.4% 발생
바이오매스 |  |  |  |  | 1990~2018년 평균, KRIHS(2019)
경작지 이용 현황 - 작물 재배 현황, 작물 부산물 활용 바이오매스량 산출
임업 관련 - 목재 부산물 등 적용 | [18 empty] | 농업기계 연료 및 건물의 난방용으로 사용되고 있는 화석연료(석탄,석유,도시가스)를 전력화
소비는 100% 전력화한다고 가정할 때, 바이오디젤 및 바이오가스에서 추출되는 수소는 산업원료 및 수송연료로 활용 가능
경작지 외 - 유휴지의 일정 비중(정부 계획 등 참고)을 바이오매스 작물 재배에 활용
농산/임산/축산 바이오매스 발생 |  |  |  | 신재생에너지백서(2020) 내용 참고
기술적 잠재량(TOE/년)
|  |  |  | 임산 | 9852860 | 114568.1395 | GWh | 1.3699 | GWh/km2 |  | -> 고형화 | 목재 펠릿 등
|  |  |  | 농산 | 2979677 | 34647.407 | GWh | 0.41427 | GWh/km2 |  | -> 액화 | 바이오디젤 등 액체연료
|  |  |  | 축산 | 1497799 | 17416.2674 | GWh | 0.20824 | GWh/km2 |  | -> 가스화 | 바이오가스 활용 및 수소 추출
|  |  |  | 계 | 14330336 | 166631.814 | GWh | 1.9924 | GWh/km2
에너지 생산 | [16 empty] | 우드펠릿 발열량
바이오매스 |  | MWh | 우드펠릿(톤) | 바이오디젤(톤) | 바이오가스(톤) |  |  |  |  | 원유 발열량 | 2006 IPCC 가이드라인 기준 | [6 empty] | http://www.biomassenergy.kr/main/sub.html?pageCode=10
임산 | 펠릿 | 85890.8951 | 16414.7044 |  |  |  | 효율 0.4 적용 |  |  | Mcal | 원유 | 바이오디젤 |  |  |  |  | 4.5 | Mcal/kg
농산 | 바이오디젤 | 25974.9073 |  | 3499.6858 |  |  |  |  | 1TOE | 10000 | 42.3 | 27 |  |  |  |  | 4500 | Mcal/톤
축산 | 바이오가스 | 13056.8481 |  |  | 1604.1591 | [6 empty] | 6382.9787 | Mcal |  |  |  | 5.2326 | MWh/톤
[12 empty] | 7.4221 | MWh/톤
유휴지 활용 재생에너지 보급 |  |  | km2 |  | 수소(톤)
유휴지 활용 비중 |  | 20% | 8.56 |  | 514.1536 | *동일한 면적에 태양광과 풍력을 공간적으로 최적화할 수 있는 방법이 있을까? 가령 풍력의 이격거리 제한으로 비워진 공간을 태양광이 채우는 등(Analysing the potential of integrating wind and solar power in Europe using spatial optimisation under various scenarios, 2018 논문)
육상풍력 |  | 5% | 2.14
태양광 |  | 15% | 6.42 |  | 0.10239 | 육상풍력의 경우 환경 및 규제 등에 따라 지역적으로 설치 가부가 결정되지만,
본 모형에서는 대략적인 모형을 보여주기 위해 국가 평균 수준의 추가가 가능할 것으로 가정하였음
육상풍력 |  | 7.5586 | MW |  | 0.12055
|  | 16770.5766 | MWh |  |  | 신재생에너지백서에서 풍력에너지 잠재량 산정 관련
태양광 |  | 648.4844 | MW |  |  | 시장 잠재량 산정에서는 경제성과 규제정책이 반영되었는데,
|  | 1136144.702 | MWh |  |  | 규제정책만 반영된 시장 잠재량은 얼마인지?
아마도 경제성을 우선으로 격자에서 제외한 후, 나머지 항목에서 규제정책을 다시 반영하여 다시 제외하는 순차적으로 제외하는
방법을 사용한 것 같음. 만약 경제성을 고려하지 않고 규제정책만을 반영하였을 때는 어느정도의 잠재량이 있는지?
1990 | 경지면적감소 | 유휴농지 | 기타(건물,공공시설 등)
2108812 | 513198 | 211545 | 301653 | ha | 1990~2018년 사이 토지이용 변화
| 5131.98 | 2115.45 | 3016.53 | km2 | [5 empty] | 육상풍력 잠재량 관련 |  | "육상 풍력 잠재량에 대한 핵심 규제 민감도 분석" 논문 참고
농지 | 건물 | 유휴농지
1595614 | 301653 | 211545 | [7 empty] | 국토면적 | 경제성확보면적 | 규제지역 | 가능지역 |  | 경제성은 시장 정책에 따라, 그리고 시간이 지남에 따라 좋아지므로 반영하지 않는 것이 적절하다고 생각됨
[10 empty] | 99659 | 25019 | 18086 | 6933
[13 empty] | 6.957% | 24.4877 |  | 가능지역의 비중을 기술적 잠재량에 곱했을 때 시장잠재량이 나옴…
[10 empty] | 따라서, 전 국토 면적을 대상으로 다시 환산한다면 | [5 empty] | 따라서 동일한 방식을 역으로 적용하여 전체 국토면적에 대하여 비규제지역의 비중을 곱하여 경제성을 배제한 시장잠재량을 가정
[12 empty] | 규제지역 | 비규제지역
[12 empty] | 72042.5546 | 27616.4454
[12 empty] | 72.29% | 27.71% | 경제성 배제한 시장잠재량
[10 empty] | 육상풍력 잠재량 | GW | TWh |  | GW | TWh |  |  | 효율
[5 empty] | 1TOE | 10000000 | kcal |  |  | 기술적 잠재량 | 352 | 781 |  | 97.5425 | 216.4224 | 2218.75 | GWh/Gwy | 25.33%
[5 empty] | 1kWh | 860 | kcal |  |  | 시장 잠재량 | 24 | 52
[5 empty] | 1TOE | 11627.907 | kWh | [6 empty] | 3.532 | MW/km2
[6 empty] | 11.6279 | MWh
에너지 밸런스(MWh/km2)
| 석탄 | 석유 | LNG | 전력 | 열 | 수소 | 바이오 | 계
소비 | 0.40803 | 589.0753 | 1.6151 | 579.2199 | 0 | 0 | 30.8989 | 1201.2173
생산 | 0 | 0 | 0 | 18387.8035 | 0 | 8.2002 | 1784.1436 | 20180.1473
전국 경작지 구성 현황 | 석유: 통계청, 2020년 경제면적조사 결과; LNG: https://eiec.kdi.re.kr/policy/materialView.do?num=211080
| 논 | 52.7%
| 밭 | 47.3%
가축분뇨처리 축종별 CH4 배출계수
kg CH4/두수/년
| 젖소 | 36
| 한/육우 | 1
| 돼지 | 3
| 닭/오리 | 0.078

## 농어촌지역형(어촌) (hidden)
농어촌지역의 에너지 소비
에너지총조사 보고서의,
농어촌지역 산업 - 농림어업의 에너지 소비 지표 참고
농어촌지역 가구 - 농림어가의 에너지 소비 지표 참고 | [5 empty] | 농림어업총조사
1)농림업
2)어업
인구 | 4128 | 명 |  | 면적 | 62.7 | km2
1.0033
2) 어업형
에너지 소비
| 선박용 | 냉동보관 | 기계,장비,설비 | 건물용 | 계 |  | 선박용 연료(석유) 소비가 대부분을 차지하고 있으며,
계 | 399460.0155 | 30241.3866 | 22672.536 | 1856.8852 | 454230.8233 |  | 대형선박은 전력화가 어려우므로, 해상풍력에서 발생한 수소 등을 활용할 수 있을 것으로 보임 | [8 empty] | 섹터커플링에 분석결과 - 2050년 필요한 풍력 설비규모
석탄 | 0 | 0 | 0 | 0 | 0 | [10 empty] | WT | (GW) |  | 소요 예상면적 |  | 국내해역비중
석유 | 399460.0155 | 0 | 9814.3755 | 1429.1733 | 410703.5642 | [10 empty] | off | 114 |  | 22800 | km2 | 5.137%
도시가스 | 0 |  | 0 | 0 | 0 | [10 empty] | on | 79
전기 | 0 | 30241.3866 | 10081.1861 | 420.1225 | 40742.6952
기타 | 0 | 0 | 2776.9744 | 7.5894 | 2784.5638
| 87.94% | 6.658% | 4.991% | 0.4088%
해상 이용 | 총 면적 | 양식장 | 해상풍력 | [13 empty] | *양식장 태양광(20% 면적 활용)
| 1275.5187 | 63.7494 | 65.5235 | [13 empty] | *해상풍력 면적은 섹터커플링 연구 참고하여 2050년 국내해역 중 해상풍력에 필요한 면적 비중을 적용
국내 관할해역 면적
[17 empty] | 443838 | km2
에너지 생산 | [10 empty] | 농어촌면적 | 89741.18 |  | 35.81% |  |  | 32135.16 | km2 | 12해리 기준 해상을 포함하는 영해면적 91,000km2(참고), 신재생에너지백서의 풍력자원 잠재량 산정 기준
재생에너지 | [16 empty] | 0.30899 | km2/명 |  | 어업활동보호구역 면적으로 수정(0513)
| 면적(km2) | 용량(MW) | 발전량(MWh) | [7 empty] | 해상풍력 잠재량 | GW | TWh | 효율
태양광 | 6.3749 | 643.9335 | 1128171.5267 |  | 0.10167 | *양식장의 10%에 태양광 설치 |  |  |  |  | 기술적 잠재량 | 387 | 1176 | 34.69% |  | 해상풍력 | 12 | GW
해상풍력 | 65.5235 | 327.6176 | 995551.0656 |  | 1.045 | [5 empty] | 시장 잠재량 | 41 | 119 |  |  | 소요면적 | 2400 | km2 | 0.2 | km2/MW
2123722.5924
[16 empty] | 양식장 면적 | 1606.09 | km2 |  | 1.79%
에너지 밸런스 | [15 empty] | 양식장 외 어업활동구역 | 30529.07 | km2 |  | 34.02%
| 소비 |  |  | 생산 | 내부 소비 (전력) | 외부 판매 | [9 empty] | *해양 폐기물 자원화 및 에너지화 추가 리서치 필요
전력
계 | 454230.8233 |  | 계 | 2123722.5924
석탄 | 0 |  |  |  | 0 |  | kl
석유 | 410703.5642 |  | 석유 |  | 205351.7821 |  | 19449.6181 | = | 6166.7202 | 톤 |  | *선박은 50% 전력화, 50%는 수소로 전환한다고 가정
LNG | 0 |  |  |  | 0
전기 | 40742.6952 |  | 태양광 | 1128171.5267 | 248879.0411 | 1874843.5512 |  | 위의 양이 석유를 대체한다고 하면, |  |  |  | 수전해설비 용량 | 효율
기타 | 2784.5638 |  | 풍력 | 995551.0656 | [7 empty] | 2000 | 60%
|  |  |  | 2123722.5924 |  | 33479.3491 | [5 empty] | kW
[12 empty] | 56 | kWh/kg |  | 수소생산비율 |  | 10% |  |  | 최종
|  |  | 잉여 자원의 수소 전환시 |  |  | 수소 생산 잠재량 |  |  | 33479.3491 | 톤/년 |  | 35.7143 | kg/h |  | 전력 |  | 212372.2592 | MWh |  | 1911350.3331
[7 empty] | 자체 사용량 |  | 6166.7202 | 톤/년 |  |  |  |  | 수소생산량 |  | 127423.3555 | MWh |  | 127423.3555
|  |  | 선박의 50%는 전력화하는 것으로 가정 |  |  |  | 순 수소 생산량 |  | 27312.6289 | 톤/년
나머지 50%는 수소연료로 전환
선박용 석유연료는 주로 중유
|  |  | 중유 발열량 |  |  |  | 수소 발열량
|  |  | 9080 | kcal/l |  |  | 33.3 | kWh/kg
|  |  | 10.5581 | kWh/l |  |  | 28638 | kcal/kg
|  |  | 6166.7202 | 톤
|  |  | 15 | 16
|  | 6550.2961 |  | 649.8038 |  | 0 | 시나리오 연결
|  | 6550.2961 |  | 649.8038 |  | 0
에너지 밸런스(MWh/km2)
| 석탄 | 석유 | LNG | 전력 | 열 | 수소 | 바이오 | 계
소비 | 0 | 6550.2961 | 0 | 649.8038 | 0 | 0 | 44.4109 | 7244.5107
생산 | 0 | 0 | 0 | 30484.0563 | 0 | 2032.2704 | 0 | 32516.3268

## 참고_농어촌연계형 자료 (hidden)
농어촌 모델
|  | supply system | [12 empty] | ※일반태양광, 풍력, 바이오, 수소 모두 잠재량의 10% 사용
※영농형태양광은 잠재량의 20% 사용
demand system
Supply System( 읍면평균)
① 태양광 |  |  |  | ③ 바이오(수소제외) |  |  | ∑suppply(GWh)= |  | 1438.0872
용량(MW) | 생산량(GWh) |  |  | 바이오-수소
596.9772 | 889.0184 |  |  | 13.5206
② 풍력 |  |  |  | ④ 수소(개질)
마을평균(GWh) |  |  |  | 바이오 중 수소(GWh) | 환산(kg)
535.1771 |  |  |  | 0.37104 | 36567.2627
Demand System(읍면평균)
①=③+④ |  |  |  | ②
농어가 |  |  |  | 비농어업인 |  |  | ∑demand(GWh)= |  | 28.8487
0.6585
③
농림업
20.112
④
어업
8.0782
농어촌 소비
(자료)지방단체행정구역 및 인구현황 | 계 | 인구 | 면적 | 세대수 | 공무원 |  | [비고]
|  | (명) | (㎢) |  | (명) |  | 농어촌인구=읍인구+면인구=농어가인구+비농어가인구
읍 | 232 | 5085840 | 15455.6 | 2292761 | 6536 |  | 농어촌면적=읍+면
면 | 1180 | 4628923 | 74285.58 | 2415370 | 18673 |  | 천ha=10km2
total | 1412 | 9714763 | 89741.18 | 4708131 | 25209 |  | ※농업진흥지역 모두 농어촌에 입지한다고 가정
avearage |  | 6880.1438 | 63.5561 | 3334.3704 | 17.8534 |  |  | 국토면적(천ha) | 농경지면적(천ha) | 농업진흥지역면적(천ha)
읍평균 |  | 21921.7241 | 66.619 | 9882.5905 | 28.1724 |  |  | 10041 | 1565 | 776
면평균 |  | 3922.8161 | 62.9539 | 2046.9237 | 15.8246 |  | (어가인구/농어촌인구)=1%
(자료)농림어업주요통계
면적:km2
국토면적 | 농어촌면적 | 농경지면적km2 | 농업진흥지역면적km2 | 농어촌인구 | 농가인구 | 농가세대수 | 어가인구 | 어가세대수 | 비농어업인구 | 비농어업가구
100410 | 89741.18 | 15650 | 7760 | 9714763 | 2314000 | 1035000 | 97000 | 43000 | 7303763 | 3630131
[5 empty] | 95.98% |  | 4.023%
농어촌평균 | 면적:km2
면적 | 경지-진흥지면적 | 비경지면적 | 인구 | 가구 | 농어업인구 | 농어업가구 | 비농어업인구 | 비농어업가구 | 농어촌평균에너지소비량(GWh)
63.5561 | 5.5878 | 57.9683 | 6880.1438 | 3334.3704 | 1707.5071 | 763.4561 | 5172.6367 | 2570.9143 | 28.8487
[농업부문에너지소비 섹터] | [10 empty] | 농어촌에너지소비=
농림업 용도별 에너지소비량 | [10 empty] | 농림업용도별 에너지소비량+어업용도별 에너지소비+비농어업인구 에너지소비량
(Gcal) | 합계 | 농업기계용 | 건물용 | 장비 및 설비 |  | 환산(GWh) | 농업기계용 | 건물용 | 장비 및 설비 |  | 비농업인구에너지소비량=127.3kWh/인.yr(안동 태리 조사)
합계 | 24422406.3 | 11150586 | 3174132.7 | 10097687.6 | Total | 28398.1469 | 12965.7977 | 3690.852 | 11741.4972 |  | 농어촌평균에너지소비량=농어촌에너지소비량/(읍+면)
연탄 | 13161.6 | 0 | 0 | 13161.6 | Briquette | 15.3042 | 0 | 0 | 15.3042
석유류계 | 10738727.3 | 7683303.4 | 579506.4 | 2475917.4 | Petroleum | 12486.8922 | 8934.0737 | 673.8447 | 2878.9737
도시가스 | 30980.6 | 0 | 21118.3 | 9862.3 | Town Gas | 36.024 | 0 | 24.5562 | 11.4678
전기 | 12805093.8 | 3467282.5 | 2411259.9 | 6926551.3 | Electricity | 14889.644 | 4031.7238 | 2803.7906 | 8054.1294
기타 | 834443.1 | 0 | 162248.1 | 672195 | Others | 970.2827 | 0 | 188.6606 | 781.6221
어업 용도별 에너지소비량
| 합계(Gcal) | 선박용 |  |  | 냉동보관 | 기계,장비,설비 | 건물용 |  | 합계(환산GWh) | 선박용 |  |  | 냉동보관 | 기계,장비,설비 | 건물용
|  | 국내급유 | 국내벙커링 | 해외벙커링 | [5 empty] | 국내급유 | 국내벙커링 | 해외벙커링
합계 | 9809497 | 8626675.3 | -58808.5 | -1443177.1 | 653088.2 | 489632.5 | 40101 | Total | 11406.3919 | 10031.0178 | -68.382 | -1678.1129 | 759.4049 | 569.3401 | 46.6291
연탄 | 0 | 0 | 0 | 0 | 0 | 0 | 0 | Briquette | 0 | 0 | 0 | 0 | 0 | 0 | 0
석유류계 | 8869489.2 | 8626675.3 | -58808.5 | -1443177.1 | 0 | 211949.7 | 30864.2 | Petroleum | 10313.3595 | 10031.0178 | -68.382 | -1678.1129 | 0 | 246.4531 | 35.8886
도시가스 | 0 | 0 | 0 | 0 | 0 | 0 | 0 | Town Gas | 0 | 0 | 0 | 0 | 0 | 0 | 0
전기 | 879872.9 | 0 | 0 | 0 | 653088.2 | 217711.7 | 9072.9 | Electricity | 1023.108 | 0 | 0 | 0 | 759.4049 | 253.1531 | 10.5499
기타 | 60135 | 0 | 0 | 0 | 0 | 59971.1 | 163.9 | Others | 69.9244 | 0 | 0 | 0 | 0 | 69.7338 | 0.19058
농어촌에너지소비량(GWh)
농림업에너지소비량 | 어업에너지소비량 | 비농어업인에너지소비량 | 계 |  | 농촌 | 어촌
28398.1469 | 11406.3919 | 929.7997 | 40734.3384 |  | 29290.5386 | 11443.7998 | 40734.3384
[5 empty] | 103.1% | 100.3%
농어촌평균에너지소비량(GWh)
농림업에너지소비량 | 어업에너지소비량 | 비농어업인에너지소비량 | 계
20.112 | 8.0782 | 0.6585 | 28.8487
농어촌 재생에너지 잠재량
태양광잠재량 | [10 empty] | 농어촌 재생에너지잠재량=
일반잠재량① km2 | [10 empty] | 태양광+풍력+바이오
농어촌면적 | 농업진흥지역면적 | 산림면적 | 적용면적 | 잠재량(MW) | 생산량(GWh) | [5 empty] | 바이오①=>바이오가스 수소로 전량 전환
89741.18 | 7760 | 50288 | 3169.318 | 316931.8 | 471974.8366 |  | 41750.78 | 46.52% |  |  | 바이오②=>바이오가스 수소전환 없음
영농형잠재량② km2
경지면적 | 농업진흥지역면적 | 적용면적 | 잠재량(MW) | 생산량(GWh) | [6 empty] | 태양광 설치면적 MW당 10,000m2=0.01km2 |  |  |  | 영농형 MW당 15,000m2
15650 | 7760 | 7890 | 526000 | 783319.2 |  |  |  | 8.792% |  |  | 농어촌 태양광잠재량
①+②(MW) | 842931.8 | [9 empty] | ①일반 | =(농어촌면적-농업진흥지역-산림지역(6,286천ha)의80%)*10%/단위설치면적
농어촌마을평균 | 용량(MW) | 생산량(GWh) | [8 empty] | ②영농형 | =(경지면적-진흥지역면적)*20%/단위설치면적
| 596.9772 | 889.0184 | [8 empty] | GWh=Gcal/860
농어촌바이오잠재량=전국바이오잠재량 중 군단위 바이오잠재량
풍력잠재량(kier) | https://kier-solar.org/user/map/map_patential.do | [9 empty] | 농어촌바이오가스잠재량=축산+음식물
용량(GW) | 발전량(GWh/yr) | 마을평균(GWh( | [8 empty] | 0.7143 | kg/m3 | CH4밀도
352 | 755670 | 535.1771
바이오잠재량(TOE/년)
농산이론적잠재량합계(TOE/년) | 축산이론적잠재량합계(TOE/년) | 산림에너지자원량합계(TOE/년) | 이론적잠재량(TOE/년)_음식물 | 이론적잠재량(TOE/년)_농축슬러지 | 계 | 환산 계(GWh) | 10%이용(GWh) | 변환(효율70%)
2028575.0088 | 576162.246 | 166636776.4064 | 13572.3936 | 10066.4423 | 169265152.4971 | 196819.9448 | 19681.9945 | 13777.3961
바이오-산림제외 잠재량
농산+축산+음식물+슬러지 | 환산(GWh) | 10%이용(GWh) | 변환(효율70%)
2628376.0907 | 3056.2513 | 305.6251 | 213.9376
바이오-가스 제외 잠재량
계(TOE) | 가스(축산+음식물)TOE | 적용TOE | 환산(GWh)
169265152.4971 | 589734.6396 | 168675417.8574 | 1961342.0681
바이오가스 잠재량
축산바이오가스잠재량(TOE) | 음식물바이오가스잠재량(TOE) | 계(TOE) | 환산(GWh) | 10%이용(GWh) | 수소전환(76.4%)
576162 | 13572 | 589734 | 6857.3721 | 685.7372 | 523.9032
수소생산잠재량
바이오가스잠재량(m3) | 환산(kg) | 수소생산량(kg,개질(76.4%)) | 수소생산량(kg,10%이용) | 마을평균(kg)
946135067.0659 | 675824278.4052 | 516329748.7015 | 51632974.8702 | 36567.2627
바이오①(TOE)
계(TOE) | 환산 계(GWh) | 10%이용(GWh) | 농어촌마을평균(GWh) | 바이오 중 수소(GWh) | 바이오-수소
168689514.4003 | 196150.5981 | 19615.0598 | 13.8917 | 0.37104 | 13.5206
바이오②(TOE)
계(TOE) | 환산 계(GWh) | 10%이용(GWh) | 농어촌마을평균(GWh)
169265152.4971 | 196819.9448 | 19681.9945 | 13.9391
농어촌 에너지소비량
Numbers of buildings in the target | Residents | Electricity consumption | Fuel consumption(L/year) | Energy consumption(KOE/㎡·year) | Ener.Consmp(kWh) |  |  | KOE=10^4kcal=11.63kWh |  |  | 11.63
1 | 4 | 4132 | 540 | 15.75 | 183.1725 |  | <누락자료>
2 | 2 | 2269 | 900 | 45.33 | 527.1879 |  | 27 | 3 | 3589 | n/a | 38.9 | 452.407
3 | 1 | 1736 | 540 | 13.56 | 157.7028
4 | 1 | 1878 | 540 | 28.92 | 336.3396
5 | 3 | 3794 | 1080 | 36.24 | 421.4712
6 | 3 | 3129 | 720 | 38.4 | 446.592
7 | 3 | 3331 | 1440 | 16.68 | 193.9884
8 | 2 | 2117 | 360 | 22.09 | 256.9067
9 | 2 | 3636 | 540 | 37.37 | 434.6131
10 | 5 | 2721 | 540 | 47.05 | 547.1915
11 | 3 | 2922 | 540 | 26.36 | 306.5668
12 | 2 | 2029 | 1080 | 23.6 | 274.468
13 | 5 | 3741 | 540 | 52.91 | 615.3433
14 | 3 | 3056 | 720 | 29.97 | 348.5511
15 | 3 | 3072 | 180 | 45.11 | 524.6293
16 | 3 | 2503 | 720 | 38.49 | 447.6387
17 | 2 | 2038 | 1440 | 25.9 | 301.217
18 | 3 | 4070 | 1440 | 19.63 | 228.2969
19 | 3 | 1155 | 540 | 10.1 | 117.463
20 | 2 | 1193 | 720 | 29.01 | 337.3863
21 | 3 | 2324 | 900 | 29.07 | 338.0841
22 | 2 | 2774 | 540 | 31.78 | 369.6014
23 | 2 | 1716 | 1440 | 29.27 | 340.4101
24 | 2 | 2515 | 360 | 46.96 | 546.1448
25 | 3 | 3524 | 450 | 45.42 | 528.2346
26 | 3 | 1840 | 540 | 17.25 | 200.6175
28 | 2 | 1513 | 720 | 13.69 | 159.2147
29 | 2 | 1993 | 360 | 25.56 | 297.2628
30 | 2 | 2168 | 720 | 25.46 | 296.0998
31 | 5 | 3985 | 540 | 37.18 | 432.4034
32 | 3 | 987 | 540 | 15.37 | 178.7531
total | 84 | 79861 | 22230 | 919.48 | 10693.5524 | 0.33417 | MWh/m2
average(가구당) | 2.7097 | 2576.1613 | 717.0968 | 29.6606 | 344.9533
average(인당) |  | 950.7262 | 264.6429 | 10.9462 | 127.3042
농어촌 바이오잠재량
시군구코드 | 시군구명 | 농산이론적잠재량합계(TOE/년) | 축산이론적잠재량합계(TOE/년) | 산림에너지자원량합계(TOE/년) | 이론적잠재량(TOE/년)_음식물 | 이론적잠재량(TOE/년)_농축슬러지 | 계
26710 | 기장군 | 55.2349 | 460.0323 | 741126.781 | 449.9136 | 236.3416 | 742328.3034
28710 | 강화군 | 35457.8986 | 6531.1085 | 742396.5244 | 206.2104 | 79.394 | 784671.1359
28720 | 옹진군 | 4247.8416 | 102.5765 | 522348.6468 | 74.9856 | 1.575 | 526775.6256
27710 | 달성군 | 0 | 5610.9785 | 1142207.0836 | 674.8704 | 50.4141 | 1148543.3466
31710 | 울주군 | 19797.5689 | 7457.7294 | 2488780.1937 | 993.5592 | 3827.7654 | 2520856.8165
41800 | 연천군 | 15397.7463 | 13595.0526 | 1658444.9206 | 93.732 | 67.5799 | 1687599.0315
41820 | 가평군 | 15783.0744 | 5300.1522 | 3443589.4298 | 262.4496 | 220.2021 | 3465155.3082
41830 | 양평군 | 18117.721 | 10322.4308 | 3126080.0055 | 262.4496 | 409.3148 | 3155191.9216
42720 | 홍천군 | 16311.5957 | 9679.4503 | 8461259.5134 | 206.2104 | 87.6116 | 8487544.3815
42730 | 횡성군 | 16228.9516 | 12054.9951 | 3521432.0814 | 187.464 | 35.4773 | 3549938.9694
42750 | 영월군 | 8216.558 | 2747.6987 | 4441775.3568 | 131.2248 | 0 | 4452870.8384
42760 | 평창군 | 15237.9982 | 3188.7889 | 5784042.6458 | 187.464 | 63.148 | 5802720.0448
42770 | 정선군 | 10311.6083 | 1763.8617 | 5591651.6941 | 168.7176 | 93.1328 | 5603989.0146
42780 | 철원군 | 34337.9866 | 11475.7623 | 2401260.9834 | 93.732 | 22.714 | 2447191.1783
42790 | 화천군 | 4873.215 | 2472.5918 | 4263620.6934 | 56.2392 | 18.2371 | 4271040.9765
42800 | 양구군 | 21114.5073 | 2382.18 | 2465203.3097 | 18.7464 | 38.7597 | 2488757.5031
42810 | 인제군 | 5522.4639 | 1994.8306 | 8992052.8347 | 74.9856 | 28.0926 | 8999673.2074
42820 | 고성군 | 11397.5942 | 1698.4041 | 2232060.7672 | 112.4784 | 49.1258 | 2245318.3698
42830 | 양양군 | 9009.3942 | 2158.3929 | 3021607.4624 | 112.4784 | 45.1202 | 3032932.8482
43720 | 보은군 | 25018.5962 | 8483.4753 | 1749735.4078 | 149.9712 | 72.0324 | 1783459.483
43730 | 옥천군 | 19736.7039 | 4480.245 | 1381227.9663 | 112.4784 | 137.3024 | 1405694.696
43740 | 영동군 | 34793.9762 | 3917.1515 | 2485464.1563 | 112.4784 | 111.1516 | 2524398.914
43745 | 증평군 | 4267.0879 | 2580.8036 | 178612.7753 | 131.2248 | 187.3356 | 185779.2272
43750 | 진천군 | 19544.9594 | 7622.5388 | 994275.9837 | 243.7032 | 143.4228 | 1021830.6079
43760 | 괴산군 | 30135.5071 | 8232.6339 | 2909459.5195 | 112.4784 | 12.0974 | 2947952.2362
43770 | 음성군 | 24787.9169 | 10543.1779 | 920926.315 | 299.9424 | 219.8636 | 956777.2158
43800 | 단양군 | 6664.8724 | 1230.209 | 2894193.4492 | 74.9856 | 68.7218 | 2902232.238
44710 | 금산군 | 9529.522 | 3813.5093 | 1487474.1067 | 187.464 | 235.1432 | 1501239.7453
44760 | 부여군 | 41477.5198 | 11492.8351 | 1171022.9271 | 149.9712 | 62.4281 | 1224205.6813
44770 | 서천군 | 40597.9605 | 5154.8059 | 489759.1333 | 93.732 | 75.2332 | 535680.8649
44790 | 청양군 | 26282.6199 | 8406.0496 | 1195442.3132 | 149.9712 | 29.6407 | 1230310.5945
44800 | 홍성군 | 40036.6005 | 36728.4819 | 646351.3639 | 243.7032 | 182.328 | 723542.4776
44810 | 예산군 | 53664.1577 | 26508.1377 | 880084.578 | 299.9424 | 67.6544 | 960624.4701
44825 | 태안군 | 33174.8566 | 4190.5745 | 698630.6883 | 318.6888 | 15.6648 | 736330.473
45710 | 완주군 | 19254.492 | 10035.1642 | 2451856.5913 | 318.6888 | 107.841 | 2481572.7773
45720 | 진안군 | 16287.3943 | 4497.8577 | 2606326.1818 | 56.2392 | 21.0516 | 2627188.7246
45730 | 무주군 | 11855.1751 | 2090.4057 | 2516235.2292 | 74.9856 | 58.7156 | 2530314.5112
45740 | 장수군 | 12357.3656 | 6009.9297 | 1836924.7979 | 56.2392 | 17.1842 | 1855365.5166
45750 | 임실군 | 19159.0733 | 10006.814 | 1648741.2901 | 74.9856 | 32.956 | 1678015.119
45770 | 순창군 | 21050.6009 | 6618.8166 | 1448512.8702 | 74.9856 | 7.8003 | 1476265.0736
45790 | 고창군 | 56451.8311 | 13579.0487 | 938421.0186 | 281.196 | 105.0954 | 1008838.1898
45800 | 부안군 | 51431.8462 | 6928.8713 | 747249.4792 | 206.2104 | 137.4411 | 805953.8482
46710 | 담양군 | 30558.1746 | 6831.9693 | 1104840.7671 | 131.2248 | 81.534 | 1142443.6698
46720 | 곡성군 | 18227.8813 | 5948.7504 | 1487832.2023 | 56.2392 | 20.4584 | 1512085.5316
46730 | 구례군 | 8540.0173 | 2948.5955 | 1531314.352 | 74.9856 | 66.8964 | 1542944.8467
46770 | 고흥군 | 48093.4294 | 7789.8774 | 1307079.5296 | 149.9712 | 65.5696 | 1363178.3772
46780 | 보성군 | 35197.111 | 6317.1603 | 1156344.5169 | 112.4784 | 89.5804 | 1198060.847
46790 | 화순군 | 24384.4702 | 6716.1807 | 2153227.4875 | 243.7032 | 114.1048 | 2184685.9464
46800 | 장흥군 | 27208.4812 | 11634.7201 | 1061151.5118 | 112.4784 | 0 | 1100107.1915
46810 | 강진군 | 33443.264 | 5893.3897 | 847423.0454 | 168.7176 | 44.726 | 886973.1427
46820 | 해남군 | 82162.168 | 9010.8029 | 1171385.009 | 168.7176 | 63.0872 | 1262789.7847
46830 | 영암군 | 65401.7752 | 11951.1077 | 656835.4969 | 224.9568 | 380.1496 | 734793.4862
46840 | 무안군 | 37950.3402 | 13978.8523 | 371351.9793 | 318.6888 | 27.392 | 423627.2525
46860 | 함평군 | 25170.4768 | 16190.6124 | 472982.824 | 74.9856 | 19.8164 | 514438.7152
46870 | 영광군 | 37624.5735 | 7189.4355 | 658434.0583 | 131.2248 | 64.414 | 703443.7061
46880 | 장성군 | 20198.1071 | 4540.9266 | 1280407.227 | 112.4784 | 0.062916 | 1305258.802
46890 | 완도군 | 9447.3343 | 2379.1547 | 624254.9021 | 149.9712 | 9.3732 | 636240.7355
46900 | 진도군 | 25731.4605 | 631.3076 | 606895.5209 | 56.2392 | 16.3496 | 633330.8777
46910 | 신안군 | 52897.6255 | 2960.7141 | 492770.8776 | 149.9712 | 2.5252 | 548781.7136
47720 | 군위군 | 15046.9682 | 6816.3654 | 1939637.095 | 37.4928 | 0 | 1961537.9214
47730 | 의성군 | 62776.6078 | 12375.8846 | 2737930.0699 | 93.732 | 63.5233 | 2813239.8176
47750 | 청송군 | 26472.6939 | 2089.2724 | 3007380.2406 | 56.2392 | 1.8695 | 3036000.3156
47760 | 영양군 | 13708.8015 | 926.076 | 3071274.2958 | 56.2392 | 0 | 3085965.4125
47770 | 영덕군 | 16536.9084 | 1735.5238 | 2601870.2035 | 149.9712 | 136.2525 | 2620428.8595
47820 | 청도군 | 25365.2336 | 6568.756 | 2204124.6834 | 56.2392 | 73.86 | 2236188.7721
47830 | 고령군 | 14324.0002 | 7601.704 | 944373.0698 | 56.2392 | 27.3064 | 966382.3197
47840 | 성주군 | 12996.3366 | 6017.5905 | 1757534.0039 | 56.2392 | 35.31 | 1776639.4802
47850 | 칠곡군 | 11869.4605 | 5566.8367 | 1310507.6136 | 431.1672 | 405.4448 | 1328780.5228
47900 | 예천군 | 43247.9185 | 10717.245 | 1359144.1963 | 112.4784 | 56.1112 | 1413277.9495
47920 | 봉화군 | 50984.4659 | 5616.6554 | 4670526.4501 | 74.9856 | 0 | 4727202.557
47930 | 울진군 | 11242.0467 | 2322.8074 | 4655397.3202 | 318.6888 | 44.6704 | 4669325.5335
47940 | 울릉군 | 39.5292 | 141.7523 | 404675.6312 | 56.2392 | 0 | 404913.1519
48720 | 의령군 | 15255.8123 | 5915.406 | 1306190.3628 | 93.732 | 29.2624 | 1327484.5755
48730 | 함안군 | 37439.6838 | 7826.9875 | 887622.8482 | 112.4784 | 63.2764 | 933065.2742
48740 | 창녕군 | 28132.6683 | 9672.5177 | 1174530.5493 | 281.196 | 69.6142 | 1212686.5455
48820 | 고성군 | 30567.3703 | 9432.1808 | 1355918.9083 | 187.464 | 102.1208 | 1396208.0442
48840 | 남해군 | 10260.4235 | 4220.3552 | 972506.6959 | 168.7176 | 62.5368 | 987218.729
48850 | 하동군 | 26608.3264 | 5638.1907 | 2427898.599 | 131.2248 | 49.2943 | 2460325.6352
48860 | 산청군 | 15220.7443 | 7687.7667 | 2947778.6875 | 56.2392 | 45.6595 | 2970789.0971
48870 | 함양군 | 32609.3603 | 5167.5604 | 2978331.5608 | 56.2392 | 38.6655 | 3016203.3862
48880 | 거창군 | 38093.6281 | 10154.2867 | 2777344.7466 | 187.464 | 184.6662 | 2825964.7915
48890 | 합천군 | 28559.7363 | 14888.4135 | 2841878.1974 | 112.4784 | 28.8472 | 2885467.6729
계 |  | 2028575.0088 | 576162.246 | 166636776.4064 | 13572.3936 | 10066.4423 | 169265152.4971
Note on C87: GESI Moon: 비농어업인 에너지 소비를 농촌/어촌 인구수비중으로 분배
Note on F140: GESI Moon: kWh/m2.year

## 환경연계형 (hidden)
물재생센터와 자원회수시설의 총 면적비(서울시) | [9 empty] | [참고]
물재생센터 | 자원회수시설
94.45% | 5.554% |  | 3154273.9509 | 185474 |  | 94.45% | 5.554% |  |  | 자세한 내용은 "숨기기 취소" 활용하여 환경연계형(물재생센터), 환경연계형(자원회수)에서 확인
시설별 에너지 소비 현황(2020)
(단위:MWh/km2)
물재생센터 |  |  |  | 자원회수시설 |  |  |  | 계
전력 |  | 열 | 소계 | 전력 |  | LNG | 소계
수처리 | 개질 | 소화조 |  | 시설 | 수전해
181772.1661 | 3442.6541 | 40307.038 | 225521.8581 | 385546.7343 | 214274.3918 | 101128.8242 | 700949.9504 | 926471.8085
시설별 에너지 생산 잠재량
(단위:MWh/km2)
물재생센터 | [5 empty] | 자원회수시설 |  |  | 계
전력 |  |  | 열 | 수소 | 소계 | 열 | 수소 | 소계
소수력 | 태양광 | 고형바이오매스 | 하수열 | 개질 |  | 시설 | 수전해
2474.5409 | 26545.4545 | 146744.4309 | 660621.371 | 143300.4778 | 979686.2751 | 11266444.7248 | 182957.3653 | 11449402.0901 | 12429088.3652
(
에너지 밸런스(MWh/km2)
| 석탄 | 석유 | LNG | 전력 | 열 | 수소 | 바이오 | 계
소비 | 0 | 0 | 5616.2225 | 208240.1176 | 38068.5734 | 0 | 0 | 251924.9135
생산 | 0 | 0 | 0 | 27408.3604 | 1249619.2563 | 145502.8361 | 138594.9307 | 1561125.3835
면적기준 | 석탄: 1; 석유: km2; LNG: 면적을 1km2로 선택하였을 때, 시설 중심의 에너지 밸런스 결과 도출
물재생센터 | 석탄: 0.94446; 석유: km2; LNG: 면적을 2km2으로 선택하였을 때, 시설 중심 지구에서의 환경기초시설의 에너지 공급시설으로서의 역할을 살펴볼 수 있음
자원회수시설 | 석탄: 0.055535; 석유: km2; LNG: 환경기초시설은 동일하게 1km2, 나머지 면적은 기본 토지용도 비중으로 구성
3,4,5일때도 마찬가지이며, 1km2의 환경기초시설을 통해 어느정도 범위의 주변지역까지 에너지 자립이 가능한지를 살펴볼 수 있음

## 발전연계형 (hidden)
[참고]
서울시 내 발전설비 운영이 가능한 면적 도출 | [11 empty] | https://www.energy-news.co.kr/news/articleView.html?idxno=12377
서울시 건물의 지붕면적 활용
| 건물 옥상 | 공장용지 | 교육시설 | 기타용지 |  | 발전연계 면적 | [5 empty] | 지붕면적 | 서울시면적
면적 | 102.6 | 2.8568 | 24.6494 | 109.9972 | km2 | 495056.3289 | m2 |  |  |  |  | 102.6 | 605
PV면적비중 |  | 30% | 10% | 20% | [7 empty] | 16.96%
PV설치면적 |  | 0.85705 | 2.4649 | 21.9994
PV설비용량 |  | 86.5707 | 248.9834 | 2222.1664 | MW | 서울시 유휴부지 태양광 발전량 |  | 4481126.231 | MWh |  |  | 사용 비중 | 10% |  |  | 태양광필요면적 | 9900 | m2/MWh
PV발전량 |  | 151671.8186 | 436218.8566 | 3893235.5558 | MWh | 1km2 당 생산량 |  | 7406.8202 | MWh/km2 |  |  |  | 10.26 | km2
km2당 발전량 |  | 250.6972 | 721.0229 | 6435.1001 | MWh/km2
[13 empty] | 1036.3636 | MW
*건물 옥상의 경우 주거건물/상업건물/교통면적/환경면적 등 각 유형별 면적에 비례하여 각 유형의 태양광 생산량에 포함됨 | [11 empty] | 유형별 면적 비중에 따라 각 세부부문에 포함되어 계산
[12 empty] | 1.322% |  | 해당 입력 면적에서 비중면적 |  |  | 135669.4215 | m2
에너지 밸런스(MWh/km2) | [13 empty] | 태양광 설비 용량 |  |  | 13.704 | MW
| 석탄 | 석유 | LNG | 전력 | 열 | 수소 | 바이오 | 계 | [5 empty] | 발전량 |  |  | 24009.3764 | MWh
소비 | 0 | 0 | 99126943.5032 | 0 | 0 | 0 | 0 | 99126943.5032 | [5 empty] | 1km2당 발전량 |  |  | 3001.1721 | MWh
생산 | 0 | 0 | 0 | 38290235.1195 | 45450834.3324 | 270028.0738 | 0 | 84011097.5256
재생에너지 신기술 조사
면적기준 | 석탄: 1; 석유: km2; LNG: 면적을 1km2로 선택하였을 때, 시설 중심의 에너지 밸런스 결과 도출 |  |  |  | 특히, 도시에서 적용할 수 있는 소규모 풍력 등 기술개발 현황
물재생센터 | 석탄: #REF!; 석유: km2; LNG: 면적을 2km2으로 선택하였을 때, 시설 중심 지구에서의 발전시설의 에너지 공급시설으로서의 역할을 살펴볼 수 있음 |  |  |  | (풍력 타워, 바람길 이용한 풍력, 블레이드 형태가 아닌 것 등등…)
자원회수시설 | 석탄: #REF!; 석유: km2; LNG: 발전시설은 동일하게 1km2, 나머지 면적은 기본 토지용도 비중으로 구성 |  |  |  | DB화 하여 기술개발 시점에 맞춰서 모형에 적용하도록 구축
3,4,5일때도 마찬가지이며, 1km2의 환경기초시설을 통해 어느정도 범위의 주변지역까지 에너지 자립이 가능한지를 살펴볼 수 있음
서울복합화력 | 석탄: 118779; 석유: m2
복합발전소 | 738 | MW | 4507022 | MWh |  | 서울시 PV | [5 empty] | 연료전지 | PAFC | 기술 활용시
태양광 | 석탄: 1.3; 수소: 40878; 바이오: kW; 계: 358091.28 |  |  |  | kg/h |  | kW | kW | kg/h
연료전지 | 6 |  | 6464880 | 69.72% |  | 49316 | MWh | 13.77% |  |  |  | LNG |  | 전력 | 열 | 수소
[12 empty] | 83.9 |  | 350 | 160 | 9.2
지상공간조성 | 석탄: 78867; 석유: m2; LNG: 마포새빛문화섬 |  |  | kcal | 990020 |  | 301000 | 137600 | 263469.6 | 702069.6
유휴부지 | 석탄: 39912 |  |  | kWh | 1151.186 |  | 350 | 160 | 306.36
태양광비중 | 석탄: 50%; LNG: 530; 전력: Gcal/h | [5 empty] | 0.70915
PV면적 | 석탄: 19956
PV용량 | 석탄: 2.0158; 석유: MW |  | 6MW | kWh | 19734.6179 |  | 6000 | 2742.8571 | 5251.8857
발전량 | 석탄: 3531.6073; 석유: MWh |  |  | MWh | 120520.8092 |  | 36642.4553 | 16750.8367 | 32073.6646 | 가동률 복합화력과 동일한 수치 적용
| LNG: 4642800; 전력: Gcal | kcal
발전효율 | 석탄: 85%; LNG: 5398.6047; 전력: GWh; 계: LNG | 11800 | kg
|  |  | 9905626.6512 | 11653678.4131 | MWh | 10022163435.2941 | Mcal
서울복합발전소 에너지 수급 | 수소: 849335.8843; 바이오: 톤
| 석탄 | 석유 | LNG | 전력 | 열 | 수소 | 바이오 | 계
소비 | 0 | 0 | 11774199.2224 | 0 | 0 | 0 | 0 | 11774199.2224
생산 | 0 | 0 | 0 | 4547196.0626 | 5398604.6512 | 32073.6646 | 0 | 9977874.3783
서울복합발전소를 1km2 규모로 확대하였을 때,
| 석탄 | 석유 | LNG | 전력 | 열 | 수소 | 바이오 | 계
소비 | 0 | 0 | 99126943.5032 | 0 | 0 | 0 | 0 | 99126943.5032
생산 | 0 | 0 | 0 | 38282828.2993 | 45450834.3324 | 270028.0738 | 0 | 84003690.7054
| 서울복합 |  |  | 118779
| 강남열병합 | 한국지역난방공사 강남지사 |  | 25560
| 노원열병합 | 서울에너지공사 동부지사 |  | 23507
| 목동열병합 | 서울에너지공사 목동본사 |  | 53000
| 신정열병합 |  |  | 34022.3333
|  |  |  | 254868.3333 |  |  | 서울시 발전량 5122000MWh 가량(2020)

## 농어촌지역형_자료 (hidden)
행정구역 별 통계
| 개수 | 평균인구(명) | 평균면적(km2) |  |  | https://www.korea.kr/news/policyNewsView.do?newsId=148874861
시 | 75 | 320649 | 529.77 |  |  | 도시지역 통계 |  |  | 도시 | 16.7%
군 | 82 | 54093 | 669.57
자치구 | 69 | 323583 | 49.8 |  | 특별시와 광역시의 산하 행정구역
행정구 | 32 | 286634 | 155.97
읍 | 221 | 21523 | 67.83
면 | 1192 | 4128 | 62.7 |  | 농어촌지역형은 행정구역 '면'을 기준으로 모델 작성
동 | 2090 | 20115 | 5.1
[6 empty] | 국토면적 |  |  |  | 농가 | 농지
|  | 865000 | 9677159 | 0.089386 |  | 10040128.5 | ha |  |  | 어가 | 양식장 | 어선
[6 empty] | 100401.285 | km2
1 | ha | 0.01 | km2 |  | 도시외 | 83634.2704
농가 총 경지면적 | [5 empty] | 농림업 용도별 에너지소비량 | [5 empty] | (Gcal)
1120000 | ha | 11200 | km2 |  |  |  |  | 합계 | 농업기계용 | 건물용 | 장비 및 설비 | [7 empty] | GWh |  |  |  |  | MWh/인
[6 empty] | 합계 |  | 24422406.3 | 11150586 | 3174132.7 | 10097687.6 | Total |  |  |  | 28398.1469 | 12965.7977 | 3690.852 | 11741.4972 |  | 11.1496 | 5.0906 | 1.4491 | 4.6099
농가 인구 | 2314000 | 명 |  |  |  | 연탄 |  | 13161.6 | 0 | 0 | 13161.6 | Briquette |  |  |  | 15.3042 | 0 | 0 | 15.3042 |  | 0.0060087 | 0 | 0 | 0.0060087
어가 | 104000 | 명 |  |  |  | 석유류계 |  | 10738727.3 | 7683303.4 | 579506.4 | 2475917.4 | Petroleum |  |  |  | 12486.8922 | 8934.0737 | 673.8447 | 2878.9737 |  | 4.9026 | 3.5077 | 0.26456 | 1.1303
임가 | 233000 | 명 |  |  |  | 도시가스 |  | 30980.6 | 0 | 21118.3 | 9862.3 | Town Gas |  |  |  | 36.024 | 0 | 24.5562 | 11.4678 |  | 0.014144 | 0 | 0.0096412 | 0.0045025
[6 empty] | 전기 |  | 12805093.8 | 3467282.5 | 2411259.9 | 6926551.3 | Electricity |  |  |  | 14889.644 | 4031.7238 | 2803.7906 | 8054.1294 |  | 5.846 | 1.5829 | 1.1008 | 3.1622
농림업 | 2547000 | 명 |  |  |  | 기타 |  | 834443.1 | 0 | 162248.1 | 672195 | Others |  |  |  | 970.2827 | 0 | 188.6606 | 781.6221 |  | 0.38095 | 0 | 0.074072 | 0.30688
어업 | 104000 | 명
[6 empty] | 어업 용도별 에너지소비량 | [8 empty] | (Gcal)
[8 empty] | 합계 | 선박용 |  |  | 냉동보관 | 기계,장비,설비 | 건물용
2018년 축산분야 CH4 배출량 |  | * 자원화 가능성 검토 | [6 empty] | 국내급유 | 국내벙커링 | 해외벙커링 | [10 empty] | GWh | [7 empty] | MWh/인
[6 empty] | 합계 |  | 9809497 | 8626675.3 | -58808.5 | -1443177.1 | 653088.2 | 489632.5 | 40101 | Total | 11406.3919 | 10031.0178 | -68.382 | -1678.1129 | 759.4049 | 569.3401 | 46.6291 |  | 109.6768 | 96.4521 | -0.65752 | -16.1357 | 7.302 | 5.4744 | 0.44836
장내발효 | 4417 | ktCO2eq. | NIR, 2020 |  |  | 연탄 |  | 0 | 0 | 0 | 0 | 0 | 0 | 0 | Briquette | 0 | 0 | 0 | 0 | 0 | 0 | 0 |  | 0 | 0 | 0 | 0 | 0 | 0 | 0
| 210.3333 | ktCH4 | 가축사육두수*배출계수 |  |  | 석유류계 |  | 8869489.2 | 8626675.3 | -58808.5 | -1443177.1 | 0 | 211949.7 | 30864.2 | Petroleum | 10313.3595 | 10031.0178 | -68.382 | -1678.1129 | 0 | 246.4531 | 35.8886 |  | 99.1669 | 96.4521 | -0.65752 | -16.1357 | 0 | 2.3697 | 0.34508
[6 empty] | 도시가스 |  | 0 | 0 | 0 | 0 | 0 | 0 | 0 | Town Gas | 0 | 0 | 0 | 0 | 0 | 0 | 0 |  | 0 | 0 | 0 | 0 | 0 | 0 | 0
가축분뇨 | 1392 | ktCO2eq. | NIR, 2020 |  |  | 전기 |  | 879872.9 | 0 | 0 | 0 | 653088.2 | 217711.7 | 9072.9 | Electricity | 1023.108 | 0 | 0 | 0 | 759.4049 | 253.1531 | 10.5499 |  | 9.8376 | 0 | 0 | 0 | 7.302 | 2.4342 | 0.10144
| 66.2857 | ktCH4 | 가축사육두수*배출계수 |  |  | 기타 |  | 60135 | 0 | 0 | 0 | 0 | 59971.1 | 163.9 | Others | 69.9244 | 0 | 0 | 0 | 0 | 69.7338 | 0.19058 |  | 0.67235 | 0 | 0 | 0 | 0 | 0.67052 | 0.0018325
-> 바이오가스 시스템 적용 가능
벼재배 | 6296.8 | ktCO2eq. | NIR, 2020
| 299.8476 | ktCH4
GWP
[6 empty] | CH4 | 21
[6 empty] | N2O | 310
| 75684.9315 | kg/hr.CH4
| 24257.9909 | kg/hr.H2
| 212500 | t/y.H2

## 환경연계형(물재생센터) (hidden)
요약
물재생센터연계형에서 활용가능한 잠재적 에너지원을 포함한 에너지 흐름 검토
[28 empty] | 출력 | 9.8*유량*낙차*수차발전기효율
[16 empty] | Energy flow | [12 empty] | 중력가속도(m/s2), 낙차(m), 유량(m3/s) | [7 empty] | 물재생센터는 점차 환경친화적 공간으로 재편되고 있으며, 특히 지화화를 통해 지상공간의 활용성이 높아지고 있음
| 서울시 통계 |  |  |  | 하수 | [22 empty] | 효율 | 80~90 | [7 empty] | 따라서 지상의 유후부지에 재생에너지 설비 활용이 가능(재생센터는 도심 외곽지역으로 풍력 활용은 어려울 것으로 보임)
|  | 서울시 하수 발생량 | [34 empty] | -> 공간 활용 방식을 변경하여 발전설비 추가
|  | 27320000 | m3/일 |  | 9971800000 | m3/년 |  | 1537457526 | m3/년 | [6 empty] | 유휴부지활용 재생에너지 | [11 empty] | ②서남물재생센터 소수력 잠재량 |  |  |  | http://www.ei.co.kr/content/view.asp?idx=13738
[25 empty] | 물에너지 |  |  | 수처리유량(m3/s) | 낙차(m) | 출력(kW) | 발전량(MWh) | [5 empty] | 또한, 기존 설비에서의 잠재적 재생에너지를 활용하는 방안도 고려할 수 있음
|  | 9971800000 | [25 empty] | 18.5995 | 2 | 291.6407 | 2554.7729 | [5 empty] | 대표적인 것은 방류관의 낙차를 활용한 소수력과 미활용 하수열을 회수하는 것임
| 1인당 소비량 | 1.39 | toe |  | 4.3 | [22 empty] | ③서남물재생센터 하수열 잠재량 | [8 empty] | 추가로, 버려지는 유기성 폐기물인 슬러지 및 부산물을 활용하는 것으로,
| 역내 소비량 | 13316000 | toe |  | 222563000 | toe | [21 empty] | 수처리유량 | 평균온도차 | 미활용에너지량 | [6 empty] | 그 중 바이오가스는 수소로 개질하여 공급이 가능함
|  | 605 | km2 |  | 223404 | km2 | [22 empty] | 1 | 363927 | TOE/년 | 평균 온도차 1도 가정 |  |  |  |  | (슬러지 처리 방식에 따라 바이오가스 발생 및 고형 바이오매스 발생량이 달라질 수 있음)
|  | 22009.9174 | toe/km2 |  | 996.2355 | toe/km2 | [21 empty] | 682040.6977
[25 empty] | 폐기물에너지 |  |  |  | 1000kcal/도/m3) | [7 empty] | 그 외 버려지는 슬러지를 최대한 에너지화(고형화)하여 활용할 수 있음
|  | 22.0931 | [34 empty] | -> 기존과 같이 발전소에 공급하는 방안과 자체적으로 활용하기 위해 CHP 등의 설비를 추가할 수 있음
| 급수인구 | 9911088 | 명
| 1인당 급수량 | 300 | l |  |  |  | https://www.asiae.co.kr/article/2021090108390396483 | [29 empty] | 서남물재생센터의 2020년 통계 자료를 기초로 한 해당 모델에서는,
에너지 수지가 +를 나타내고 있으며, 이는 추가 생산되는 에너지를 공급가능함을 의미
[28 empty] | 2020년 1인 오수발생량_서울통계연보 | [8 empty] | 바이오가스를 수소로 개질하여 공급하는 방안은,
[28 empty] | 425 | l/일 | [7 empty] | 도심 외곽지역에서의 수소충전소 등의 통합 운영시에 장점이 있을 것으로 판단됨
[28 empty] | 0.425 | m3/일 | [7 empty] | 또한, 바이오매스 활용 방식에 따라 수전해 수소 생산이 추가될 수 있을 것으로 예상됨
[28 empty] | 155.125 | m3/년 |  |  |  | 15512500
해당 모델은 생산형 유형이므로 해당 유형내의 에너지 흐름에서 얼만큼의 수소 생산이 가능할 것인가를 판단
|  | 13898.8494 | 톤/년 | [33 empty] | 수소를 포함한 에너지 생산이 다른 유형과 어떻게 연계되어 활용될 수 있을 것인가?
| 충주 | 1767.1782 | [14 empty] | 서남물재생센터(2020) | [7 empty] | ④개질기
2020년 | 서남물재생센터 | [15 empty] | 기본 | [7 empty] | Osaka Gas/HYSERVE-300 |  |  | 두산 발표자료 | [8 empty] | 반대로 수요형은 해당 유형내의 에너지 흐름에서 얼만큼의 수소 소비가 예상되는지를 판단
바이오가스 생산이용 현황 | 처리용량(톤/일) | 생산량(천m3/년) | 이용량 | 기타단순소각처리량 | [12 empty] | 하수처리량 | 하수찌거기 발생 | 건조량 | 소각 | 바이오가스생산량
| 4602 | 19458 | 17982 | 1476 | [12 empty] | 천m3/년 | 톤/년 | 톤/년 | 톤/년 | 천m3/년 | 톤/년 |  |  | 발생가스량(kg/일)
하수처리량 | [16 empty] | 586555 | 200507 | 70215 | 45126 | 19458 | 13898.8494 |  |  | 발생가스량(kg/h) |  | 1582.3828 | kg/h | [8 empty] | 만약 기존 물재생센터가 아닌 가상의 시설의 구축을 가정한다면,
| 시설용량(천m3/일) | 처리량 | [12 empty] | 1032423 | [9 empty] | 개질기 대수(설비) |  | 21 | 개 | [8 empty] | 설비의 규모는 해당 시설이 감당하는 인구 규모에 따라 결정될 수 있을 것임
| 1630 | 1607 | [12 empty] | 0.9686 | [9 empty] | 개질시 전력 수요 |  | 405.7392 | kWh | [8 empty] | -> 1인당 오수발생량 통계 활용
하수찌꺼기 발생 및 처리 현황 | [16 empty] | 소화조용량 | 투입량 | 발생가스량 | 소화가스이용현황 |  |  |  |  | 수소 개질 총 전력 |  | 3554.2753 | MWh/년 | 1.894% | 현 전력소비량 대비 추가 전력소비
| 발생량(톤/년) | 자체처리량(톤/년) |  | 외부위탁처리 | 수도권광역처리 | [14 empty] | 판매 | 발전 | 자체활용 | 잉여 | [13 empty] | 왼쪽 ex) 인구 10만명이 거주하는 주거 지구의 물재생센터 계산 참고
|  | 소각 | 건조 | [13 empty] | m3 | m3/일 | m3/일 | m3/일 | m3/일 | m3/일 | m3/일
| 200507 | 45126 | 70215 | 22445 | 62721 | [11 empty] | 179988 | 3508 | 53167 | 31947.2 | 268.9 | 16950.3 | 4000.4 | [13 empty] | 위치(면적 규모)에 따라 유후부지 활용 재생에너지 발전량이 결정되고,
[19 empty] | 질량 변환 | [17 empty] | 인구에 따라 물에너지, 폐기물에너지 생산량이 결정되며,
|  | 0.7143 | kg/m3 | CH4밀도 | [13 empty] | kg/일 | kg/일 | [5 empty] | * 생물성 바이오매스, 즉 탄소중립 에너지원이므로 개질시 탄소가 발생하여도 배출량으로 집계되지 않고, 탄소포집장치가 필요하지 않음 | [11 empty] | 슬러지 처리 방식에 따라 수소 생산 잠재량이 결정됨
[18 empty] | 2505.7644 | 37977.1881
ex) 인구 10만명이 거주하는 주거 지구의 물재생센터에서는
국내 하수슬러지 | [16 empty] | ⑦수소 | [12 empty] | 1인당 지표 |  |  | 물재생센터의 하수처리량은 인구수에 비례하여 증가하고,
시설용량 | 처리용량 | 바이오가스 생산이용현황(천m3/년) | [14 empty] | 수소 생산량 |  | 507.174 | kg/hr | [5 empty] | 인구 | 100000 | 명 |  | 1 | 명 |  | 하수처리량에 비례하여 하수슬러지 및 바이오가스가 발생함
(톤/일) | (톤/일) | 생산 | 이용 | 기타단순소각처리량 | [21 empty] | 하수발생량 | 15512.5 | 천m3/년 |  | 155.125 | m3/년
23023 | 6906 | 69238 | 55499 | 13739 | [14 empty] | 12.1722 | 톤/일 | [5 empty] | 하수찌거기발생량 | 5302.7676 | 톤/년 |  | 53.0277 | kg/년 |  | 또한 유량에 비례하여, 소수력 및 하수열의 잠재량이 결정
|  | 49456.7034 | [16 empty] | 4442.8441 | 톤/년 | [5 empty] | 건조량 | 1856.9617 | 톤/년 |  | 18.5696 | kg/년
|  | 2520690 | [23 empty] | 소화조용량 | 4760.1058 | m3 |  | 0.047601 | m3 |  | 물재생센터의 면적의 일정 비중의 활용하는 방식으로,
NG 개질 | [16 empty] | 기타 지표(2020년 에너지 소비 지표) | [8 empty] | 소화조투입량 | 92.7754 | m3/일 |  | 0.00092775 | m3/일 |  | 추가 재생에너지 잠재량이 결정
오사카가스 HYSERVE-300 | [11 empty] | 16950.3 |  |  |  |  | 재생에너지 이용률 |  | 18.2 | % | [5 empty] | 발생가스량 | 1406.0968 | m3/일 |  | 0.014061 | m3/일
바이오가스 투입량 |  | 32.05% | [9 empty] | 6186859.5 |  |  |  |  | 총 에너지 사용량 | 계 | 52546.7 | toe | 228.4639 | GWh |  |  |  | 수소생산잠재량 | 13.4131 | kg/h |  | 0.00013413 | kg/h |  | 발생하는 바이오가스는 개질을 통해 수소로 추출
1586.6266 | kg/hr.CH4 | 508.5342 | kg/hr.H2 | [8 empty] | 37.4089 | [5 empty] | 전력 | 187665765 | kWh | 187.6658 | GWh |  |  |  | 수소생산잠재량 | 117.499 | 톤/년 |  | 1.175 | kg/년
201.7327 |  | 64.6579 | https://www.h2news.kr/mobile/article.html?no=9479 | <-충주 기사 | [13 empty] | 자체에너지 | 9571.2 | toe | 41.6139 | GWh |  |  | *1명이 사용하는 물을 처리하는 과정에서 3.6kg/년의 수소 생산 잠재량이 추정됨
|  |  | 10%만 바이오가스 개질 | [13 empty] | 하수처리량당 CO2배출 |  | 0.147 | kgCO2/m3
|  |  | 나머지는 도시가스 등 활용하는듯 |  |  |  |  | 1km2 당 에너지 | [15 empty] | (단위:MWh) |  |  | ①유휴부지 활용 태양광
[8 empty] | 소비 |  |  | 생산 | [5 empty] | 소비 |  |  | 생산 | [6 empty] | 처리장면적(m2) | 태양광면적기준 | 태양광설치면적(m2) | 태양광설비(MW) | 발전효율 | 발전량(MWh) |  | 면적당하수처리량(m3/m2) | 1인당 필요한 처리장면적 |  |  | 처리장 면적 중 건물 옥상 면적 -> 옥상에는 대부분 설치한다고 가정
[8 empty] | 전력 |  | 열 | 전력 |  |  | 열 | 수소 |  | 전력 |  | 열 | 전력 |  |  | 열 | 수소 |  |  | 1032423 | 15% | 154863.45 | 15.6428 | 20% | 27406.1378 |  | 568.1344 | 0.27304 | m2/명 |  | 옥상 외 지상공간에서 활용 가능한 부분 검토
[8 empty] | 수처리 | 개질 | 소화조 | 소수력 | 태양광 | 고형바이오매스 | 하수열 |  |  | 수처리 | 개질 | 소화조 | 소수력 | 태양광 | 고형바이오매스 | 하수열
[8 empty] | 181772.1661 | 3442.6541 | 40307.038 | 2474.5409 | 26545.4545 | 146744.4309 | 660621.371 | 143300.4778 |  | 187665.765 | 3554.2753 | 41613.913 | 2554.7729 | 27406.1378 | 151502.3256 | 682040.6977 | 147946.7092 |  |  | * 서남물재생센터 완전 지하화 계획 진행중
[8 empty] | 전력 | 열 | 전력 | [6 empty] | 생산-소비 | 전력 | -9756.804
[8 empty] | 185214.8202 | 40307.038 | 29019.9954 | [7 empty] | 열 | 640426.7846 |  | ⑤바이오가스 | [5 empty] | 입사량(서울시 햇빛지도) 활용하여 계산 가능 |  |  |  | http://solarmap.seoul.go.kr/simulation/simulationResultPopup.do?buld_ar=1145.52560288&solar_shdw_rate=0.97&pop_type=buld&extent=%7B%22xmin%22:941281.3815000011,%22xmax%22:941342.216400004,%22ymin%22:1953279.3267,%22ymax%22:1953322.4734000005%7D
[18 empty] | 수소 | 147946.7092 |  |  | 5000 | kcal/m3
[17 empty] | 계 |  | 778616.6898 |  |  | 30934297500 | kcal |  |  |  | 과거 하수처리시설 에너지 자립화 시범사업에서 처리장면적의 15% 기준 적용("환경부 하수처리시설 에너지 자립화 기본계획(2010))
[22 empty] | 35970113.3721 | kWh |  |  |  | 9900 | m2/MW |  | https://m.ekn.kr/view.php?key=20210831010005270
[22 empty] | 1kWh | 860kcal
[22 empty] | 자체활용 바이오가스의 대부분은 소화조의 가온을 위해 활용 |  |  |  |  | 130p 소화조 가온 관련한 에너지 사용
[22 empty] | 바이오가스 생산을 위해 건조한 슬러지는 발열량이 낮아져 사용이 어려움 | [12 empty] | 12000
[22 empty] | (유기물이 절반이상 사라지므로) |  |  |  | 1 | MWh | [7 empty] | 150 | kg/대.년
|  | 1km2 면적 환상 에너지 소비량 | [14 empty] | 115341 | 톤/년 |  |  |  | 따라서 건조용량을 제외한 나머지가 활용가능 |  |  |  | 0.23 | toe |  | 수소 | [5 empty] | 29618.9608
|  |  |  | 석탄 | 석유 | LNG | 전력 | 열 | 수소 | 바이오 | 계 | [5 empty] | 111718.7432 | 톤/년.km2 |  |  | ⑥바이오매스(고형화) | [7 empty] | 1kg | 33.3 | kWh
|  | 소비 |  | 9971800000 | 0 | 0 | 0 | 4.3 | 0 | 222563000 | 10194363004.3 | [9 empty] | 비탈수슬러지 | 3000 | kcal/kg | 탈수슬러지 | 2000 | kcal/kg
|  | 생산 |  | 0 | 0 | 0 | 0 | 0 | 0 | 0 | 0 | [10 empty] | 130292 | 톤
[22 empty] | 325730000000 | kcal
[22 empty] | 378755813.9535 | kWh | 슬러지 발열량은 비탈수/탈수의 평균값 적용
[22 empty] | 151502325.5814 | kWh | 효율 40% 적용
고형바이오매스는 발전설비를 구축하여 활용할 수도 있으나,
현재와 같이 발전소에 공급하고, 해당 전력만큼을 그리드에서 사용한다고 가정
0.23
고형바이오매스의 운송 방식 = 차량
운송에 따른 연료 소비량 산정
|  |  |  | 석탄: 소화가스; 석유: 5200; LNG: kcal | [10 empty] | 860000
1590000
[22 empty] | 1630000 | 0.32731 | 3154273.9509
900000
에너지 소비 현황 | 2017년 | [20 empty] | 4980000
생산
| 소화가스 |  |  | 전력: 전력소비
| 발생량 | 자체사용(공정 등) | 전력생산 | 잉여(소각) | 외부판매 |  | 총사용량 | 외부 | 자체발전
중랑 | 15148.8839 | 8727.1642 | 0 | 석탄: 1148.7148; 석유: 5273.0049
난지 | 6695.8258 | 3919.9436 |  | 석탄: 1252.9577; 석유: 1522.9245
탄천 | 4947.6424 | 3613.1274 | 793.5174 | 석탄: 540.9976
서남 | 14181.6298 | 1752.2346 | 2051.0714 | 석탄: 2725.1458; 석유: 7653.178
국내 공공하수처리시설(2020) - 참고
기본
[17 empty] | 하수처리량 | 하수찌거기 발생 | 건조량 | 소각 | 바이오가스생산량
[17 empty] | 천m3/년 | 톤/년 | 톤/년 | 톤/년 | 천m3/년 | 톤/년
[17 empty] | 7752822.358 | 4209999.2 | 1024260.7 | 575054.1
[17 empty] | 소화조용량 | 투입량 | 발생가스량 | 소화가스이용현황
[20 empty] | 판매 | 발전 | 자체활용 | 기타 | 잉여
[17 empty] | m3 | m3/일 | m3/일 | m3/일 | m3/일 | m3/일 | m3/일 | m3/일
[17 empty] | 1287968.3 | 47142.8 | 549325.6 | 121209.2 | 37026.9 | 374238.9 | 16850.6 | 89308.8
[18 empty] | kg/일 | kg/일
[18 empty] | 33674.102 | 392383.2761
[17 empty] | 수소 생산량 |  | 5240.1613 | kg/hr
[19 empty] | 125.7639 | 톤/일
[19 empty] | 45903.8127 | 톤/년
기타 지표
[17 empty] | 재생에너지 이용률 |  | 12.5 | %
[17 empty] | 연간 총 에너지 사용량(toe) |  | 967021.3 | toe | 4204.4404 | GWh
[18 empty] | 전력 | 3696356183.8 | kWh | 3696.3562 | GWh
[18 empty] | 자체에너지 | 120557.4 | toe | 524.1626 | GWh
[17 empty] | 하수처리량당 CO2배출 |  | 0.231 | kgCO2/m3

## 환경연계형(자원회수) (hidden)
폐기물 중 | [9 empty] | 자원회수시설에서 발생하는 폐기물을 어떻게 활용하는 것이 에너지 활용 측면에서 바람직할 것인가?
생활폐기물 | 사업장폐기물 | [8 empty] | 폐기물 중 썩는 것-종량제 봉투 매립-은 대기중 배출되는 CH4가스 포집으로 사용할 수 있고,
플라스틱과 같은 석유화학제품은 화확적 방법으로 재활용 할 수 있을 것임
[5 empty] | 21523.9 | 570293.5651 |  | 357369.7674 |  | 완전 분해하여 수소를 생산하는 것과 석유화학물질로 재생산하는 것 중 어느것이 더 좋은 선택지일까?
만약 석유화학물질로 재생산하는 것이 바람직하다면 산업연계 구조도 생각해볼 수 있을 것임
490452.466
서울시 자원회수시설 현황(2021) |  | https://rrf.seoul.go.kr/content/bcrec238.do | [7 empty] | 폐기물중 에너지화가 가능한 것은 무엇인가?
| 시설 |  |  |  | 소각현황 |  |  | 에너지판매 |  | 유틸리티사용량
| 규모 | 부지면적 | 연면적 | 주민편의시설 부지면적 | 반입량 | 소각량 | 가동률 | 폐열 | 전력 | LNG | 전력 | 용수 | 인구수 | [11 empty] | 종 로 |  | 75003 | 1649169 | 1052194 | 575102 | 632329
| 톤/일 | m2 | m2 | m2 | 톤/년 | 톤/년 | % | Gcal/년 | kWh/년 | m3/년 | kWh/년 | m3/년 | [12 empty] | 중 구 |  | 63686
강남자원회수시설 | 900 | 63818 | 27195 | 6408 | 253193 | 247907 | 89 | 473549 | 0 | 356705 | 25695828 | 209139 | 1649169 | 강남,강동,관악,광진,동작,서초,성동,송파 |  |  |  |  | 550638 | 0 | 4268 | 25685 | 580591 |  | 용 산 |  | 113093
노원 | 800 | 46307 | 29035 | 5013 | 170229 | 175034 | 71 | 274521 | 0 | 152186 | 17122561 | 196368 | 1052194 | 중랑,성북,강북,도봉,노원,동대문 |  |  |  |  | 319210 | 0 | 1820 | 17122 | 338152 |  | 성 동 |  | 135870
마포 | 750 | 58435 | 30558 | 1524 | 175550 | 172573 | 76 | 307338 | 307338 | 174292 | 19438476 | 149239 | 575102 | 종로,중구,용산,서대문,마포 |  |  |  |  | 357369 | 307 | 2085 | 19438 | 379199 |  | 광 진 |  | 167427
양천 | 400 | 16914 | 14407 | 2632 | 99114 | 100296 | 85 | 167585 | 2219688 | 884438 | 9252030 | 47824 | 632329 | 양천,강서,영등포 |  |  |  |  | 194866 | 2219 | 10582 | 9252 | 216919
| 2850 | 185474 |  | 15577 |  | 695810 |  | 1222993 | 2527026 | 1567621 | 71508895 | 602570 | 3908794 | 0.17801 | 0.04745 | [9 empty] | 동대문 |  | 167598
[5 empty] | 소각현황 소각량: 2299409.3256; 에너지판매 폐열: 1422084.8837; 에너지판매 전력: 2527.026; 유틸리티사용량 LNG: 18756.7675; 유틸리티사용량 전력: 71508.895 | 톤/명 | m2/명
|  |  |  | 마포 | 소각현황 소각량: 570293.5651; 에너지판매 폐열: 357369.7674; 에너지판매 전력: 307.338; 유틸리티사용량 LNG: 2085.424; 유틸리티사용량 전력: 19438.476 |  |  | Gcal
[5 empty] | 소각현황 소각량: 591817.4652; 소각현황 가동률: 357677.1054 |  |  | 16130.8201
| 1040250 |  |  | 8.398% | 에너지판매 폐열: 1.9102; 에너지판매 전력: 550638372.093; 유틸리티사용량 LNG: 4268016.8023; 유틸리티사용량 전력: 25695828; 유틸리티사용량 용수: 29963844.8023 | [11 empty] | 중 랑 |  | 185920
폐기물 운반차량 |  |  |  |  | 에너지판매 폐열: 1.5684; 에너지판매 전력: 319210465.1163; 유틸리티사용량 LNG: 1820923.186; 유틸리티사용량 전력: 17122561; 유틸리티사용량 용수: 18943484.186 | [11 empty] | 성 북 |  | 195396
1회 처리용량 | 5 | 톤 |  |  | 에너지판매 폐열: 1.7809; 에너지판매 전력: 357677105.4419; 유틸리티사용량 LNG: 2085424.0465; 유틸리티사용량 전력: 19438476; 유틸리티사용량 용수: 21523900.0465 | 단위환산 | [10 empty] | 강 북 |  | 145896
연비 | 9.26 | km/L | 경유, 2019년 화물차 평균 |  | 에너지판매 폐열: 1.6709; 에너지판매 전력: 197085967.0698; 유틸리티사용량 LNG: 10582403.5116; 유틸리티사용량 전력: 9252030; 유틸리티사용량 용수: 19834433.5116 |  | kWh | cal | [8 empty] | 도 봉 |  | 139114
평균운행시간 | 2 | 시간 |  |  | 소각현황 가동률: 357369767.4419; 유틸리티사용량 LNG: 소각량 당 에너지(kWh/톤) |  | 1 | 859845.2
도심평균운행속도 | 30 | km/h |  |  | 소각현황 가동률: 194866279.0698; 유틸리티사용량 LNG: 에너지 소비량; 유틸리티사용량 전력: 에너지 생산량; 유틸리티사용량 용수: 1인당소각량(톤/년) | [11 empty] | 노 원 |  | 218270
연료소비량 | 6.4795 | L |  |  | 유틸리티사용량 LNG: 120.8673; 유틸리티사용량 전력: 2221.1489; 유틸리티사용량 용수: 0.15032 | 경유 |  | LNG | [8 empty] | 은 평 |  | 213914
| 1166.3067 | L/일 |  |  | 유틸리티사용량 LNG: 108.2275; 유틸리티사용량 전력: 1823.7055; 유틸리티사용량 용수: 0.16635 | 9030 | kcal/l | 10290 | kcal/m3 | [7 empty] | 서대문 |  | 144838
| 425701.9438 | L/년 |  |  | 유틸리티사용량 LNG: 124.7235; 유틸리티사용량 전력: 2072.6134; 유틸리티사용량 용수: 0.30007 | 860 | kcal/kWh | [9 empty] | 마 포 |  | 178482
| 4469.8704 | MWh/년 |  |  | 유틸리티사용량 LNG: 197.759; 유틸리티사용량 전력: 1965.0431; 유틸리티사용량 용수: 0.15861 | 10.5 | kWh/l | 11.9651 | kWh/m3 | [7 empty] | 양 천 |  | 180633
[10 empty] | 137.8943 | 2020.6277 | 0.17801 | 335.1481
[5 empty] | 유틸리티사용량 용수: 14.6535 | [11 empty] | 강 서 |  | 266982
[5 empty] | 유틸리티사용량 용수: 18.3768 |  |  | 2018년 폐기물 발생량 통계 |  |  | https://kosis.kr/statHtml/statHtml.do?orgId=110&tblId=DT_11001N_2013_A054&lang_mode=ko&vw_cd=MT_ZTITLE&list_id=110_11001_006_14&conn_path=I4 | [5 empty] | 구 로 |  | 180531
[5 empty] | 유틸리티사용량 용수: 16.8507 |  | 생활계폐기물 | 56035 | 톤/일 | [7 empty] | 금 천 |  | 114715
[5 empty] | 유틸리티사용량 용수: 16.6177 |  | 인구수 | 53072685 | 명 | [7 empty] | 영등포 |  | 184714
[5 empty] | 유틸리티사용량 용수: 9.9366 |  |  | 0.0010558 | 톤/일.명 | [7 empty] | 동 작 |  | 184229
[16 empty] | 0.38537 | 톤/년.명
[25 empty] | 관 악 |  | 274811
[5 empty] | 유틸리티사용량 전력: 도심에서는 자원회수시설만 대상 | [11 empty] | 서 초 |  | 173502
[5 empty] | 유틸리티사용량 전력: 도심에서 매립지 부지 마련 어려움 | [6 empty] | 일단 소각처리장에 반입된 폐기물은 95%의 비율로 소각됨 |  |  |  |  | 강 남 |  | 234872
[25 empty] | 송 파 |  | 281959
[25 empty] | 강 동 |  | 196499
ex) 인구 10만명이 거주하는 주거 지구의 자원회수시설에서는
1인당 지표
[5 empty] | 유틸리티사용량 용수: 인구; 유틸리티사용량 인구수: 100000 | 명 |  | 1 | 명
[5 empty] | 유틸리티사용량 용수: 폐기물발생량; 유틸리티사용량 인구수: 38537.2909 | 톤/년 |  | 0.38537 | 톤/년
[5 empty] | 유틸리티사용량 용수: 소각량; 유틸리티사용량 인구수: 17801.1428 | 톤/년 |  | 0.17801 | 톤/년
[5 empty] | 유틸리티사용량 용수: 시설규모; 유틸리티사용량 인구수: 26613.0679 | 톤/년 |  | 0.26613 | 톤/년
[5 empty] | 유틸리티사용량 용수: 부지면적; 유틸리티사용량 인구수: 4745.0441 | m2 |  | 0.04745 | m2
[5 empty] | 유틸리티사용량 용수: 소각량; 유틸리티사용량 인구수: 17801.1428 | 톤/년 |  | 0.17801 | 톤/년
[5 empty] | 유틸리티사용량 용수: 초과전력생산잠재량; 유틸리티사용량 인구수: 8631.3739 | MWh/년 |  | 0.086314 | MWh/년
[5 empty] | 유틸리티사용량 용수: 수소생산잠재량; 유틸리티사용량 인구수: 221317.2796 | kg/년 |  | 2.2132 | kg/년
|  |  | 소각량 |  | 소각현황 반입량: 에너지 수급; 에너지판매 폐열: 단위:MWh; 유틸리티사용량 전력: *1명이 사용하는 물을 처리하는 과정에서 3.6kg/년의 수소 생산 잠재량이 추정됨
[5 empty] | 소비 |  | 생산
|  |  | 생활폐기물 |  | 소각현황 반입량: LNG; 소각현황 소각량: 전력; 소각현황 가동률: 폐열; 에너지판매 폐열: 전력
|  |  | 2299409.3256 |  | 소각현황 반입량: 18756.7675; 소각현황 소각량: 71508.895; 소각현황 가동률: 1422084.8837; 에너지판매 폐열: 2527.026
|  |  | 생활폐기물 소각 발열량 |  | 유틸리티사용량 용수: 자원순환 정책 대전환 추진계획(2020, 환경부)
일정 규모(30만m 2) 이상 공동주택단지나 택지를 개발하려는 경우 원칙적으로 폐기물처리시설 설치 의무화(‘20.12)
A Study on the new MBT management system with variations of MSW's seasonal emission characteristics
생활폐기물 저위발열량 참고문헌
[12 empty] | 3500 | kcal/kg
[12 empty] | 4.0698 | kWh/kg
|  |  | 부지면적의 50% 지상공간 사용가능하다고 가정할 때, (시설물의 지하화 추진 등 고려) |  | 유틸리티사용량 용수: 제5차 전국폐기물통계조사
|  |  | 지상공간 | 태양광면적기준 | 소각현황 반입량: 태양광면적; 소각현황 소각량: 태양광설비; 소각현황 가동률: 발전효율; 에너지판매 폐열: 발전량; 유틸리티사용량 용수:  종량제 봉투에 투입되는 모든 폐기물의 평균발열량은 저위발열량이 3,992㎉/㎏이며, 가정부분은 3,733㎉/㎏, 비가정부분은 사업장 4,125㎉/㎏를 보였음
|  |  | m2 | % | 소각현황 반입량: m2; 소각현황 소각량: MW; 소각현황 가동률: %; 에너지판매 폐열: MWh
|  |  | 92737 | 15% | 소각현황 반입량: 13910.55; 소각현황 소각량: 1.4051; 소각현황 가동률: 20%; 에너지판매 폐열: 2461.7458; 유틸리티사용량 용수: 동 보고서에서 소각시설의 설계시 적용된 발열량은 평균 |  |  | 54p
[5 empty] | 유틸리티사용량 용수: 2694; 유틸리티사용량 인구수: kcal/kg | 으로 조사됨
하지만 반입 폐기물의 발열량은
|  |  | 소비 |  | 소각현황 반입량: 생산; 유틸리티사용량 용수: 2842; 유틸리티사용량 인구수: kcal/kg
|  |  | LNG | 전력 | 소각현황 반입량: 열; 소각현황 소각량: 판매전력; 소각현황 가동률: 전력; 유틸리티사용량 용수: 3.3047
[5 empty] | 폐기물 | 폐기물 | 태양광
|  |  | 18756.7675 | 71508.895 | 소각현황 반입량: 2179665.2791; 소각현황 소각량: 2527.026; 소각현황 가동률: 2461.7458; 유틸리티사용량 용수: 최소 설계 적용 발열량 만큼 폐열회수가 가능하다고 한다면,
최대로 회수할 수 있는 열에너지는
|  |  | 열수요 |  | 유틸리티사용량 용수: 2179665.2791; 유틸리티사용량 인구수: MWh
757580.3953
|  |  | SOEC | 고체산화물 수전해
고체산화물 전해질을 이용해 800도씨 이상의 고온 수증기를 전기분해해 수소를 생산하는 기술
https://energium.kier.re.kr/sub020902/articles/view/tableid/ee_talk/page/10/id/1564
폐기물자원회수시설은 폐기물을 850℃ 이상 1100℃의 고온으로 소각처리하고 소각 처리 시 생산되는 폐열(400℃)을 회수하여 전기를 생산한 후 120℃ 정도로 낮아진 고압증기는 자원회수시설 주변의 지역난방으로 공급함으로써 대체에너지로 활용하여 지역의 중요한 에너지원으로 담당하고 있다.
|  |  |  | https://academic.naver.com/article.naver?doc_id=846681887 | 유틸리티사용량 LNG: 수전해시 120도의 스팀을 활용하는 경우 외부공급 열에너지가 줄어들 수 있음. 검토필요
7000
36100000
|  |  |  | 61320000 | 에너지판매 폐열: 열회수온도가 200도 가량 이므로,
|  |  |  | 0.58871 | 에너지판매 폐열: Bloom Energy의 SOEC 모델 적용하여 계산
Input = Output 일 경우,
소비 | bar: 소각현황 반입량
|  |  | 폐기물 | LNG | 소각현황 반입량: 폐열; 소각현황 소각량: 전력; 에너지판매 폐열: 수전해설비 용량; 에너지판매 전력: 효율
|  | 현재 | 1477364.0372 | 18756.7675 | 소각현황 반입량: 1422084.8837; 소각현황 소각량: 74035.921; 에너지판매 폐열: 304; 에너지판매 전력: 85.5%
|  |  | 67.78% |  | 소각현황 반입량: 50%; 소각현황 소각량: 50%; 에너지판매 폐열: kW
|  | 잠재 | 702301.2419 |  | 소각현황 반입량: 351150.6209; 소각현황 소각량: 351150.6209; 에너지판매 폐열: 39; 에너지판매 전력: kWh/kg
|  |  | 32.22% |  | 에너지판매 폐열: 7.7949; 에너지판매 전력: kg/h
[6 empty] | 337382.6252 | MWh
[6 empty] | 8650.8365 | 톤/년
[6 empty] | 288072.8569 | MWh
0.0022132
소비 | bar: 소각현황 소각량
|  |  | 전력 |  | 소각현황 반입량: LNG; 에너지판매 전력: 열; 유틸리티사용량 LNG: 수소
|  |  | 시설 | 수전해 | bar: 소각현황 소각량 to 에너지판매 폐열
|  |  | 90265.6625 | 337382.6252 | 소각현황 반입량: 0; 에너지판매 전력: 1773235.5047; 유틸리티사용량 LNG: 288072.8569
추가 전력 및 바이오가스는 해당 시설의 에너지 자급을 만족하는 경우, 수소로 생산
1km2당 에너지
소비 | bar: 소각현황 반입량
|  |  | 전력 | LNG | 소각현황 반입량: 열; 소각현황 소각량: 수소; 에너지판매 폐열: LNG를 소비하여 전력 생산 및 사용
|  |  | 2305704.7768 | 0 | 소각현황 반입량: 9560561.0742; 소각현황 소각량: 1553171.1017; 에너지판매 폐열: 이중 계산 차후 수정
[5 empty] | 2694 | kcal/kg
[5 empty] | 유틸리티사용량 |  | 에너지판매 |  | 잠재1 |  |  | 잠재2
|  |  | 소각량 | 소각에너지 | LNG | 전력 | 전력 | 열 | 계 | 전력 | 열 | 수소 | 열
|  | 강남 | 247907 | 776583.0907 | 4268 | 25685 | 0 | 550638 | 195992.0907 | 97996.0453 | 97996.0453 | 83786.6188 | 97996.0453
|  | 노원 | 175034 | 548304.1814 | 1820 | 17122 | 0 | 319210 | 210152.1814 | 105076.0907 | 105076.0907 | 89840.0575 | 105076.0907
|  | 마포 | 172573 | 540594.9558 | 2085 | 19438 | 307 | 357369 | 161395.9558 | 80697.9779 | 80697.9779 | 68996.7711 | 80697.9779
|  | 양천 | 100296 | 314183.0512 | 10582 | 9252 | 2219 | 194866 | 97264.0512 | 48632.0256 | 48632.0256 | 41580.3819 | 48632.0256
|  |  | 695810 | 2179665.2791 | 18755 | 71497 | 2526 | 1422083 | 664804.2791 | 332402.1395 | 332402.1395 | 284203.8293 | 332402.1395
MWh
[6 empty] | 판매 |  |  |  | 수소 | 열
[5 empty] | 전력 | 수소 | 열 |  |  | 517659.7296 | 605449.9761
[5 empty] | 29953 | 83786.6188 | 648634.0453 |  |  | 1396460.299 | 1633286.8995
[5 empty] | 18942 | 89840.0575 | 424286.0907
[5 empty] | 21523 | 68996.7711 | 438066.9779 |  | 2128940.9688 | 2635444.7057 | 1.2379
[5 empty] | 19834 | 41580.3819 | 243498.0256 |  |  | 4542082.1985 | 2.1335
[5 empty] | LNG: 90252; 전력: 284203.8293; 전력: 1754485.1395; 열: 2128940.9688; 수소: 잠재2 | [12 empty] | 잠재2
[26 empty] | 수소 | 열 | bar: 수소 to 열
|  | 강남 | 250692.4719 | 785308.7434 | 4268 | 25685 | 0 | 550638 | 204717.7434 | 102358.8717 | 102358.8717 | 87516.8353 | 102358.8717 |  |  | 강남 | 278547.191 | 872565.2704 | 4268 | 25685 | 0 | 550638 | 291974.2704 | 145987.1352 | 145987.1352 | 124819.0006 | 145987.1352
|  | 노원 | 221874.0845 | 695033.4694 | 1820 | 17122 | 0 | 319210 | 356881.4694 | 178440.7347 | 178440.7347 | 152566.8282 | 178440.7347 |  |  | 노원 | 246526.7606 | 772259.4104 | 1820 | 17122 | 0 | 319210 | 434107.4104 | 217053.7052 | 217053.7052 | 185580.918 | 217053.7052
|  | 마포 | 204362.7632 | 640178.2371 | 2085 | 19438 | 307 | 357369 | 260979.2371 | 130489.6186 | 130489.6186 | 111568.6239 | 130489.6186 |  |  | 마포 | 227069.7368 | 711309.1524 | 2085 | 19438 | 307 | 357369 | 332110.1524 | 166055.0762 | 166055.0762 | 141977.0901 | 166055.0762
|  | 양천 | 106195.7647 | 332664.4071 | 10582 | 9252 | 2219 | 194866 | 115745.4071 | 57872.7036 | 57872.7036 | 49481.1615 | 57872.7036 |  |  | 양천 | 117995.2941 | 369627.119 | 10582 | 9252 | 2219 | 194866 | 152708.119 | 76354.0595 | 76354.0595 | 65282.7209 | 76354.0595
|  |  | 783125.0843 | 2453184.857 | 18755 | 71497 | 2526 | 1422083 | 938323.857 | 469161.9285 | 469161.9285 | 401133.4489 | 469161.9285 | 1.4114 |  |  | 870138.9825 | 2725760.9523 | 18755 | 71497 | 2526 | 1422083 | 1210899.9523 | 605449.9761 | 605449.9761 | 517659.7296 | 605449.9761
2019년 서울통계연보 |  | 톤/d
| 처리량 | 비율
매립 | 2037 | 4.244%
소각 | 2701 | 5.628% |  | 3719.5 | LNG: 1.3771; 전력: 1단계\
재활용 | 42236 | 88% |  | 4738 | LNG: 1.7542; 전력: 2단계
기타 | 1022 | 2.129%
계 | 47996 | 100%
잠재2
소각 처리량 | bar: 수소 to 열
|  | 강남 | 341388.4067 | 1069419.0322 | 4268 | 25685 | 0 | 550638 | 488828.0322 | 244414.0161 | 244414.0161 | 208973.9837 | 244414.0161
|  | 노원 | 241036.2692 | 755060.1269 | 1820 | 17122 | 0 | 319210 | 416908.1269 | 208454.0634 | 208454.0634 | 178228.2242 | 208454.0634
|  | 마포 | 237647.269 | 744443.8868 | 2085 | 19438 | 307 | 357369 | 365244.8868 | 182622.4434 | 182622.4434 | 156142.1891 | 182622.4434
|  | 양천 | 138115.8726 | 432656.001 | 10582 | 9252 | 2219 | 194866 | 215737.001 | 107868.5005 | 107868.5005 | 92227.5679 | 107868.5005
|  |  | 958187.8175 | 3001579.0468 | 18755 | 71497 | 2526 | 1422083 | 1486718.0468 | 743359.0234 | 743359.0234 | 635571.965 | 743359.0234 | 2.2363
|  | 강남 | 434869.8134 | 1362254.9736 | 4268 | 25685 | 0 | 550638 | 781663.9736 | 390831.9868 | 390831.9868 | 334161.3487 | 390831.9868
|  | 노원 | 307038.5383 | 961816.0724 | 1820 | 17122 | 0 | 319210 | 623664.0724 | 311832.0362 | 311832.0362 | 266616.3909 | 311832.0362
|  | 마포 | 302721.5379 | 948292.8177 | 2085 | 19438 | 307 | 357369 | 569093.8177 | 284546.9089 | 284546.9089 | 243287.6071 | 284546.9089
|  | 양천 | 175935.7453 | 551128.9509 | 10582 | 9252 | 2219 | 194866 | 334209.9509 | 167104.9755 | 167104.9755 | 142874.754 | 167104.9755
|  |  | 1220565.635 | 3823492.8146 | 18755 | 71497 | 2526 | 1422083 | 2308631.8146 | 1154315.9073 | 1154315.9073 | 986940.1007 | 1154315.9073 | 3.4726
잠재2
누적 | bar: 수소 to 열
90 |  | 강남 | 345224.2315 | 1081434.9763 | 4268 | 25685 | 0 | 550638 | 500843.9763 | 250421.9882 | 250421.9882 | 214110.7999 | 250421.9882
|  | 노원 | 305538.9327 | 957118.4707 | 1820 | 17122 | 0 | 319210 | 618966.4707 | 309483.2353 | 309483.2353 | 264608.1662 | 309483.2353
|  | 마포 | 281424.3975 | 881578.287 | 2085 | 19438 | 307 | 357369 | 502379.287 | 251189.6435 | 251189.6435 | 214767.1452 | 251189.6435
| 1단계 | 양천 | 146240.3357 | 458106.354 | 10582 | 9252 | 2219 | 194866 | 241187.354 | 120593.677 | 120593.677 | 103107.5939 | 120593.677
|  |  | 1078427.8974 | 3378238.088 | 18755 | 71497 | 2526 | 1422083 | 1863377.088 | 931688.544 | 931688.544 | 796593.7051 | 931688.544
|  | 강남 | 439755.9911 | 1377561.2093 | 4268 | 25685 | 0 | 550638 | 796970.2093 | 398485.1046 | 398485.1046 | 340704.7645 | 398485.1046
|  | 노원 | 389203.781 | 1219203.472 | 1820 | 17122 | 0 | 319210 | 881051.472 | 440525.736 | 440525.736 | 376649.5043 | 440525.736
|  | 마포 | 358486.0318 | 1122978.3368 | 2085 | 19438 | 307 | 357369 | 743779.3368 | 371889.6684 | 371889.6684 | 317965.6665 | 371889.6684
| 2단계 | 양천 | 186284.9068 | 583548.301 | 10582 | 9252 | 2219 | 194866 | 366629.301 | 183314.6505 | 183314.6505 | 156734.0262 | 183314.6505
|  |  | 1373730.7106 | 4303291.319 | 18755 | 71497 | 2526 | 1422083 | 2788430.319 | 1394215.1595 | 1394215.1595 | 1192053.9614 | 1394215.1595
잠재2
[12 empty] | 수소 | 열
100 |  | 강남 | 383582.4794 | 1201594.4182 | 4268 | 25685 | 0 | 550638 | 621003.4182 | 310501.7091 | 310501.7091 | 265478.9613 | 310501.7091
|  | 노원 | 339487.703 | 1063464.9674 | 1820 | 17122 | 0 | 319210 | 725312.9674 | 362656.4837 | 362656.4837 | 310071.2936 | 362656.4837
|  | 마포 | 312693.775 | 979531.43 | 2085 | 19438 | 307 | 357369 | 600332.43 | 300166.215 | 300166.215 | 256642.1138 | 300166.215
| 1단계 | 양천 | 162489.2619 | 509007.06 | 10582 | 9252 | 2219 | 194866 | 292088.06 | 146044.03 | 146044.03 | 124867.6457 | 146044.03
|  |  | 1198253.2194 | 3753597.8756 | 18755 | 71497 | 2526 | 1422083 | 2238736.8756 | 1119368.4378 | 1119368.4378 | 957060.0143 | 1119368.4378
|  | 강남 | 488617.7679 | 1530623.5659 | 4268 | 25685 | 0 | 550638 | 950032.5659 | 475016.2829 | 475016.2829 | 406138.9219 | 475016.2829
|  | 노원 | 432448.6455 | 1354670.5245 | 1820 | 17122 | 0 | 319210 | 1016518.5245 | 508259.2622 | 508259.2622 | 434561.6692 | 508259.2622
|  | 마포 | 398317.8131 | 1247753.7075 | 2085 | 19438 | 307 | 357369 | 868554.7075 | 434277.3538 | 434277.3538 | 371307.1375 | 434277.3538
| 2단계 | 양천 | 206983.2297 | 648387.0011 | 10582 | 9252 | 2219 | 194866 | 431468.0011 | 215734.0005 | 215734.0005 | 184452.5705 | 215734.0005
|  |  | 1526367.4562 | 4781434.7989 | 18755 | 71497 | 2526 | 1422083 | 3266573.7989 | 1633286.8995 | 1633286.8995 | 1396460.299 | 1633286.8995

## 울산항 (hidden)
항만인프라형 시나리오 주요 요소 |  |  | 수송수요 변화(도로 및 해운), 수소 수입량 변화
MWh
전국항만면적 |  | 177.342 | km2 | [18 empty] | 경유 | 중유 | 전력 |  |  |  |  | CO2 t C/TJ | 전환계수(MJ/MJ) | 총발열량(MJ/kg/ MJ/l) | 배출량(kgCO2)
전국 항만 에너지소비(용도별) | [20 empty] | 내륙수상 및 항만내운송 | 8711.5312 | 37829.6291 | 123.1886 |  | 46541.1604 |  | B-C유 | 21.929 | 0.94 | 41.7 | 3.1518
| 수송 | 수송유지 | 건물 | 건물유지 | 계(Tcal) |  |  | 수송 | 수송유지 | 건물 | 건물유지 | 계(MWh/km2) | [8 empty] | 해상 | 8369.442 | 36344.1145 | 118.3511 | 44713.5565 |  |  |  | kcal/l | kWh/l
석탄 | 0 | 0 | 0 | 0 | 0 |  | 석탄 | 0 | 0 | 0 | 0 | 0 |  |  | 내륙수상 및 항만내운송 | [5 empty] | 육상 | 342.0892 | 1485.5147 | 4.8374 | 1827.6039 |  | 전기차2대 하이브리드1대… | 중유 | 9362.2815 | 10.8864
석유 | 49118.7 | 5 | 8.1 | 5.7 | 49137.5 |  | 석유 | 322059.9402 | 32.7838 | 53.1098 | 37.3736 | 322183.2074 |  |  |  | Tcal | MWh/km2 |  | MWh | [9 empty] | 휘발유 | 경유 | 중유 |  |  | kTOE
LNG |  | 1.1 | 3.6 | 3.4 | 8.1 |  | LNG | 0 | 7.2124 | 23.6044 | 22.293 | 53.1098 |  |  | 석유 | 2080.3 | 13640.0453 |  | 46594.3948 | [8 empty] | 수상운수 | 3.0245 | 494.9469 | 2149.2958 | 0 | 0 | 2647.2672
열 |  | 0 | 0 | 0 | 0 |  | 열 | 0 | 0 | 0 | 0 | 0 |  |  | 전력 | 5.5 | 36.0622 |  | 123.1886 |  |  |  | 2018년 기준 온실가스 배출량 |  |  | 석유 | 전력 |  |  | 18.7% | 81.19%
전력 |  | 0.6 | 29.2 | 29.3 | 59.1 |  | 전력 | 0 | 3.9341 | 191.4576 | 192.1133 | 387.505 | [10 empty] | 해상 | 819600 | 톤 | 2830942.3475 |  |  | 260044566.0925 | l
| 49118.7 | 6.7 | 40.9 | 38.4 | 49204.7 |  |  | 322059.9402 | 43.9303 | 268.1718 | 251.7799 | 322623.8223 |  |  | *수송에 포함(내향여객 및 화물, 외항여객 및 화물, 내륙슈상 및 항만내운송) | [7 empty] | 육상 | 33500 | 톤 | 115710.7963 |  |  | 10628956.7644 | l
853100
울산항 현황
접안능력 | 정박능력 | 연간하역능력 | 야적능력 | 항내수면적 |  | 총면적 | 수상면적 | 육상면적
116척 | 58척 | 77949000톤 | 3665000톤 | 114km2 |  | 116362000 | 112946000 | 3416000 | m2 |  | 3.416 | km2 | [10 empty] | 에너지 통계는 국내외 선박 등을 구별하지 않고 구역 내의 에너지 소비를 모두 포함
[19 empty] | 국내 | 국제 |  |  | 온실가스 배출량은 국제 벙커링 에너지 소비를 제외한 부문만 산정함
을신힝 에너지소비(용도벌) | [18 empty] | 1000000 | 8300000 | 톤co2 |  | 따라서, 울산항만공사의 온실가스 배출량은 국내,국제 모두 포함한 배출량 인것으로 보임
| 수송 | 수송유지 | 건물 | 건물유지 | 계(MWh)
석탄 | 0 | 0 | 0 | 0 | 0 |  | 내륙수상 및 항만내운송(MWh) |  |  |  |  | 국제운송 | 1053562.3609 | MWh |  | 2022 울산항만공사 ESG경영보고서
석유 | 1100156.7557 | 111.9896 | 181.4232 | 127.6681 | 1100577.8366 |  | 46594.3948 | <-수송용 |  | 421.0809 | [5 empty] | 저감목표 관련하여,
LNG | 0 | 24.6377 | 80.6325 | 76.1529 | 181.4232 |  |  |  |  | 181.4232 | [5 empty] | 2018년 기준 온실가스 배출량
열 | 0 | 0 | 0 | 0 | 0 |  |  |  |  | 0 | [5 empty] | 해상 | 819600 | 톤 | 96.07% | 배출량 산정이 이상한듯?
전력 | 0 | 13.4388 | 654.0193 | 656.2591 | 1323.7171 |  | 123.1886 | <-건물용 |  | 1323.7171 | [5 empty] | 육상 | 33500 | 톤 | 3.927% | 1644 | 4932 |  | 10628956.7644 | 리터
[16 empty] | -> 하역장비, 살수차 운영 등 |  |  | ESG보고서의 해상 육상 배출량 비중과 에너지 소비 비중이 유사(https://www.upa.or.kr/contents.do?mId=001015011003000000)
해역면적
항만구역 내 | 항만구역 외
112.6 | 1264 | km2
[16 empty] | 계류시설 | 액체화학 | 50000 | 2 | 100000
해양용도구역안 | [17 empty] | 20000 | 1 | 20000
최소 | 에너지개발구역 | 2.17 | km2 | [13 empty] | 목재 | 50000 | 1 | 50000
최대확장 | 유보해역 | 146.38 | km2 | 용도구역 설정의 실익이 없는 공간 |  |  |  | 2021년 기준 해외수소 수입량 현황 |  |  |  | 2021년 수소시장 동향 및 전망 보고서 |  |  |  |  | 철재 | 30000 | 1 | 30000
| 연구교육보전구역 | 61.71 |  | 타 용도구역과 중복 가능 |  |  |  |  | 2021 | [7 empty] | 기타광석 | 50000 | 1 | 50000
| 군사활동구역 | 107.46 |  | 타 용도구역과 중복 가능 |  |  |  | 액화수소 | 9994 | 톤 | [7 empty] | 20000 | 1 | 20000
| 안전관리구역 | 72.88 |  | 타 용도구역과 중복 가능 |  |  |  | 암모니아 | 8910 | 톤 | [6 empty] | 석탄 | 40000 | 1 | 40000
|  | 148.55 | km2 |  |  |  |  | 기체수소 | 108 | 톤 | [6 empty] | 유류 | 120000 | 1 | 120000
|  | 390.6 | km2 | [5 empty] | 19012 | 톤 | [7 empty] | 85000 | 1 | 85000
[6 empty] | 국내 무역황 총 접안능력 | [11 empty] | 60000 | 2 | 120000
접안능력 |  | 4355500 | DWT | 적재톤수 |  | 27338000 | DWT | [10 empty] | 30000 | 1 | 30000
수소비중 | 10% |  |  | <-가정 | [13 empty] | 10000 | 1 | 10000
수소운반선 접안용량 |  | 435550 | 톤 | [14 empty] | 200000 | 3 | 600000
암모니아 | 0.5 | 217775 | 톤 | [14 empty] | 325000 | 1 | 325000
액화수소 | 0.5 | 217775 | 톤 | [13 empty] | 계 |  |  | 1600000
재생에너지 잠재량
해상풍력 | 1142.6923 | MW
태양광
유휴부지 | 0.19842 | km2 | 20.0427 | MW |  |  |  | 제3차 항만재개발 기본계획, 해수부
배후단지면적 | 0.78 | km2 | [5 empty] | 활용가능 항만공간 현황, 14개 항만
활용비중 | 0.5 | [6 empty] | 21210000 | m2
PV활용면적 | 0.39 | km2 | 39.3939 | MW |  |  |  | 6730000 | m2 | 5.809% | 기존 항만시설에서의 유휴부지 비율
|  |  | 59.4366 | MW

## 울산항 2050 (hidden)
기초 자료 | 전국 항만 현황 - 면적, 물동량, 에너지소비 |  |  | 에너지총조사보고서, 울산 해양공간관리계획, 울산항 기본계획, 울산항만공사 ESG경영보고서, 제3차 항만재개발 기본계획, 제4차 전국 항만기본계획
전국항만면적 |  | 177.342 | km2
전국 항만 에너지소비(용도별)
| 수송 | 수송유지 | 건물 | 건물유지 | 계(Tcal) |  |  | 수송 | 수송유지 | 건물 | 건물유지 | 계(MWh/km2)
석탄 | 0 | 0 | 0 | 0 | 0 |  | 석탄 | 0 | 0 | 0 | 0 | 0 |  |  | 내륙수상 및 항만내운송
석유 | 49118.7 | 5 | 8.1 | 5.7 | 49137.5 |  | 석유 | 322059.9402 | 32.7838 | 53.1098 | 37.3736 | 322183.2074 |  |  |  | Tcal | MWh/km2
LNG |  | 1.1 | 3.6 | 3.4 | 8.1 |  | LNG | 0 | 7.2124 | 23.6044 | 22.293 | 53.1098 |  |  | 석유 | 2080.3 | 13640.0453
열 |  | 0 | 0 | 0 | 0 |  | 열 | 0 | 0 | 0 | 0 | 0 |  |  | 전력 | 5.5 | 36.0622
전력 |  | 0.6 | 29.2 | 29.3 | 59.1 |  | 전력 | 0 | 3.9341 | 191.4576 | 192.1133 | 387.505
| 49118.7 | 6.7 | 40.9 | 38.4 | 49204.7 |  |  | 322059.9402 | 43.9303 | 268.1718 | 251.7799 | 322623.8223 |  |  | *수송에 포함(내향여객 및 화물, 외항여객 및 화물, 내륙슈상 및 항만내운송)
울산항 현황
접안능력 | 정박능력 | 연간하역능력 | 야적능력 | 항내수면적 |  | 총면적 | 수상면적 | 육상면적
116척 | 58척 | 77949000톤 | 3665000톤 | 114km2 |  | 116362000 | 112946000 | 3416000 | m2 |  | 3.416 | km2
[7 empty] | 수송유지 | 건물 | 건물유지
을신힝 에너지소비(용도벌) | [5 empty] | 석유 | 136.6273 | 262.0557 | 203.8211
2050 | [5 empty] | 수소 | 151.8081 | 291.173 | 226.4679
| 수송 | 수송유지 | 건물 | 건물유지 | 계(MWh)
열 | 0 | 0 | 0 | 0 | 0 |  | 내륙수상 및 항만내운송(MWh) |  |  |  |  | 국제운송 | -46594.3948 | MWh |  | 2022 울산항만공사 ESG경영보고서
석유 | 0 | 0 | 0 | 0 | 0 |  | 46594.3948 | <-수송용 |  | 0 | [5 empty] | 저감목표 관련하여,
LNG | 0 | 0 | 0 | 0 | 0 |  |  |  |  | 0 | [5 empty] | 2018년 기준 온실가스 배출량
수소 | 770110 | 151.8081 | 291.173 | 226.4679 | 770779.449 | 669.449 |  |  |  | 669.449 | [5 empty] | 해상 | 819600 | 톤
전력 | 330047 | 13.4388 | 654.0193 | 656.2591 | 331370.7171 | 1323.7171 | 123.1886 | <-건물용 |  | 1323.7171 |  | coal | 0.65 |  |  | 육상 | 33500 | 톤
| 1100157 | 165.2469 | 945.1923 | 882.7269 | 1102150.1661 | [6 empty] | oil products | 0.8 |  |  | -> 하역장비, 살수차 운영 등 |  |  | ESG보고서의 해상 육상 배출량 비중과 에너지 소비 비중이 유사(https://www.upa.or.kr/contents.do?mId=001015011003000000)
해역면적 | [11 empty] | biofuel/waste | 0.65
항만구역 내 | 항만구역 외 | [10 empty] | resistance heater | 1
112.6 | 1264 | km2 | [9 empty] | HP | 3
[12 empty] | NG | 0.85 |  |  | 계류시설 | 액체화학 | 50000 | 2 | 100000
해양용도구역안 | [5 empty] | 33.3 | 16.65 | 13.32 | 29.97 | [8 empty] | 20000 | 1 | 20000
최소 | 에너지개발구역 | 2.17 | km2 | [13 empty] | 목재 | 50000 | 1 | 50000
최대확장 | 유보해역 | 146.38 | km2 | 용도구역 설정의 실익이 없는 공간 |  |  |  | 2021년 기준 해외수소 수입량 현황 |  |  |  | 2021년 수소시장 동향 및 전망 보고서 |  |  |  |  | 철재 | 30000 | 1 | 30000
| 연구교육보전구역 | 61.71 |  | 타 용도구역과 중복 가능 |  |  |  |  | 2021 | [7 empty] | 기타광석 | 50000 | 1 | 50000
| 군사활동구역 | 107.46 |  | 타 용도구역과 중복 가능 |  |  |  | 액화수소 | 9994 | 톤 | [7 empty] | 20000 | 1 | 20000
| 안전관리구역 | 72.88 |  | 타 용도구역과 중복 가능 |  |  |  | 암모니아 | 8910 | 톤 | [6 empty] | 석탄 | 40000 | 1 | 40000
|  | 148.55 | km2 |  |  |  |  | 기체수소 | 108 | 톤 | [6 empty] | 유류 | 120000 | 1 | 120000
|  | 390.6 | km2 | [5 empty] | 19012 | 톤 | [7 empty] | 85000 | 1 | 85000
2050 | [5 empty] | 접안능력을 365일 적용했을때 | 실제 물동량으로 나누었을 때 | [10 empty] | 60000 | 2 | 120000
접안능력 |  | 4355500 | DWT(적재톤수) | ->항구면적에 따라 결정되도록 |  | 1589757500 | 11.82% | [10 empty] | 30000 | 1 | 30000
화물 물동량 |  | 187940826 | 톤/년 | [14 empty] | 10000 | 1 | 10000
석유류(수입)량 |  | 80956132 | 톤/년 | ->선택옵션에 추가 | [13 empty] | 200000 | 3 | 600000
(현)석유류 수입비중 |  | 43.08% |  |  | 일반적으로 선박 적재용량의 60% 정도를 운송하는 화물로 채움(나머지는 선원,필요한 식료품, 물 등…) | [12 empty] | 325000 | 1 | 325000
석유제품 수출량 유지시 | 석유 | 18.28% |  |  | 석유 참고 | [11 empty] | 계 |  |  | 1600000
| 수소 | 24.79% |  | ->모델에는 전국항만 통계를 활용(특정 지역의 분석에서는 해당 항만의 수치 입력하여 사용)
[5 empty] | 5638224.78 | 톤/년
[5 empty] | 2819112.39 | [6 empty] | 항만시설 면적 현황
[5 empty] | 2819112.39 | [7 empty] | 항만시설 | 어항시설 | 마리나 | 계
항구 접안률 |  | 11.82% | 514906.3726 | DWT | [7 empty] | 전국 | 115862177 | 61355982 | 123883 | 177342042 | (m2) | 유휴공간
수소선박비중 |  | 20% | 102981.2745 | DWT | [8 empty] | 115.8622 | 61.356 | 0.12388 | 177.342 | km2 | 준설
수소운반량 |  | 60% | 61788.7647 | 톤
하역속도 |  | 60000 | 톤/일 |  |  | 울산항 화물 물동량
평균항구정박시간 |  | 4 | 일 |  |  | 전체 | 187940826 | 톤 | 117.463 |  |  |  | 전국 항만 화물 처리 실적
수소수입량 |  | 15447.1912 | 톤/일 |  |  | 석유류 | 132092267 | 톤 |  |  |  | 화물 | 전체 | 1582825626 | 톤
수소 구성 | 암모니아 | 50% | 7723.5956 | 톤/일 |  |  | 70.28% | [5 empty] | 울산 | 184765656 | 톤 | 11.67%
| 액화수소 | 50% | 7723.5956 | 톤/일 |  | 수입비중 | 43.08% |  |  |  |  | 액체화물 | 전체 | 539641640 | 톤 | 34.09% | 20.9%
[13 empty] | 울산 | 148581380 | 톤 | 27.53% |  | 22.9 | 6305135.3895
재생에너지 잠재량 | [5 empty] | 1589757500 | [5 empty] | 컨테이너 | 전체 | 30038303 | TEU
해상풍력 | 1142.6923 | MW | [10 empty] | 울산 | 456856 | TEU | 1.521%
태양광
유휴부지 | 0.19842 | km2 | 20.0427 | MW |  |  |  | 제3차 항만재개발 기본계획, 해수부
배후단지면적 | 0.78 | km2 | [5 empty] | 활용가능 항만공간 현황, 14개 항만
활용비중 | 0.5 | [6 empty] | 21210000 | m2
PV활용면적 | 0.39 | km2 | 39.3939 | MW |  |  |  | 6730000 | m2 | 5.809% | 기존 항만시설에서의 유휴부지 비율
|  |  | 59.4366 | MW
[6 empty] | 석유 | 42 | MJ/kg |  |  |  | 860
[6 empty] | 수소 | 120 | MJ/kg | 0.35
[6 empty] | 암모니아 | 19 | MJ/kg | 2.2105
형태별 화물 처리 실적 |  | 수출을 위한 항구 이용을 제외해야 함 |  |  |  |  | 17 | g/mol | 11.76%
유류(원유, 정제유, 가스 등)의 물동량 중 일부 또는 전부가 수소로 대체됨을 가정. 수출비중을 줄이는 것은 부적절
2020년 기준
| 유류 |  |  | 계 | (톤)
| 원유, 석유 | 석유 정제품 | 석유가스 및 기타가스
수입 | 62487715 | 12811077 | 5657340 | 80956132 | 61.29%
수출 | 19778 | 33043324 | 1293829 | 34356931 | 26.01%
환적 | 6042 | 945308 | 58685 | 1010035 | 0.7646%
연안 | 907045 | 14362116 | 500008 | 15769169 | 11.94%
계 | 63420580 | 61161825 | 7509862 | 132092267 | 100%
선종별
| 원유 운반선 | 석유정제품 운반선 | 석유가스 및 기타가스 운반선 | 총계
척 | 454 | 12139 | 3375 | 23722
G/T(총톤수) | 45719373 | 52834327 | 21327983 | 206049575
| 22.19% | 25.64% | 10.35% | 100% | 항구 전체 선박 중

## 참고_산업단지연계형 (hidden)
Supply System | [6 empty] | ①수입: 수요지 및 수요량 추정
Demand System
국내 총 생산수소(%, 만톤/yr)
[7 empty] | 정유공정 | 75%
[7 empty] | 납사분해 | 13%
[7 empty] | 천연가스개질 | 6%
[7 empty] | CA공정 | 3%
①수입 | ※ 입지후보: 기존 LNG터미널 항구, 현재 수소생산지 | [5 empty] | 계(만톤/yr) | 171
형태 |  | 수요지(톤/yr) |  |  |  |  | 자체소비(만톤/yr) | 147 |  | ※ 지역별 비중을 자체소비량에 적용하여 지역별 수요 추정
액화수소 |  | 여수 | 50.036
암모니아 |  | 울산 | 72.8228 |  |  |  | 지역별 수소수급용량(톤/h) |  |  | 지역별비율(%)
LOHC |  | 대산 | 15.4536 |  |  |  | 지역 | 총용량(Nm3/h) | 총용량(톤/h)
|  | 기타 | 8.6876 |  |  |  | 여수 | 864500 | 76940.5 | 34.0381
[7 empty] | 울산 | 1258200 | 111979.8 | 49.5393
②추출 | ※ 여수지역 수요 기준 | [5 empty] | 대산 | 267000 | 23763 | 10.5126
기술 | 수소생산규격 | 추출기 필요대수 | 수소수입량(톤/yr) | 추출량(톤/yr) | 추출방법별 효율 * 두산 제공 자료 |  | 기타 | 150100 | 13358.9 | 5.9099
NH3분해 | 16.2kg/h | 1 | 58.8659 | 50.036 |  |  | 총계 | 2539800 | 226042.2
LOHC전환 | 9.5kg/h | 1 | 52.6695 | 50.036
자료: 에경연 수소경제 활성화를 위한 에너지 밸런스 구축방안 2021. 7 에너지 이슈페이퍼
수소 밀도 0.089 kg/m3
1)https://biz.newdaily.co.kr/site/data/html/2021/09/08/2021090800036.html